{"text_format":"1","workbook":"xlsx","n_sheets":11,"sheets":["VersionDescription","Simulator","Synthetic Inertia Response","GovernorResponseFunction-1","Governor & SelfReg Response","SelfReg Response","Fprime","Inertial Response","CalculateD","CalculateM","Sand Box"],"not_rendered":{"charts":14,"images":0,"macros":1,"external_links":0,"defined_names":102,"comments":2,"pivot_tables":0},"unopened":[],"bounds":{"document_bytes":16777216,"sheet_cells":100000,"rows_first":2000,"rows_last":500,"rows_between":2000,"halvings":0,"cell_chars":16384,"cell_head_chars":4096},"cells_cut":0,"cells_raw":0,"read":"whole","date_system":"1900"}

{"sheet":"VersionDescription","index":0,"n_rows":5,"n_cols":3,"rows_kept":5,"cut":false,"hidden":false,"merged":[[2,1,2,2]]}
[]
[]
[null,"Version Description."]
[]
[null,"E2","July 20, 2019: The \"E\" stands for \"Edition\". Consolidates work done since February 2017. This edition models Governor response, Underfrequency Load Shedding, and generation injections such as from battery storage or synthetic inertia from wind turbines."]

{"sheet":"Simulator","index":1,"n_rows":60009,"n_cols":88,"rows_kept":1125,"cut":true,"hidden":false,"merged":[[17,8,17,9],[21,26,22,26],[21,27,22,27],[21,28,22,28],[19,26,19,28],[1,19,2,21],[4,20,5,20],[4,23,5,23],[1,22,2,24],[3,14,3,15],[4,14,4,15],[4,22,5,22],[4,24,5,24],[4,19,5,19],[4,21,5,21],[1,8,1,16],[6,3,6,5],[6,7,6,9],[6,11,6,12],[3,3,3,4],[4,3,4,4],[3,6,3,7],[4,6,4,7],[3,9,4,9],[3,10,4,10],[3,11,4,11],[14,11,14,12],[13,11,13,12],[13,13,13,14],[14,13,14,14],[9,16,10,16]],"bounds":{"rows_first":500,"rows_last":125,"rows_between":500,"halvings":2}}
[]
[null,null,null,null,null,null,null,null,"Notes:  Impact of M, zero wind penetration",null,null,null,null,null,null,null,null,null,null,"Load/Generation Adjustments                   Threshold Frequencies",null,null,"Power  Injections                                   Threshold Times",null,null,null,null,null,null,null,null,1]
[]
[null,"GLS Cap. (MW)=",{"$f":"GLS/GovSetPt","v":29968.888888888887},"Resp  Gen Droop = ",null,0.05,"GLS Power (MW) = ",null,{"$f":"(Load+DeltaP)","v":26972},"Wind : ",1,0,"GovDelay(s) =",0.9,"GovResp  Cap =",null,{"$f":"CapacityOfGls*GovRespGeneration","v":29968.888888888887},null,null,"Frequency","Load Shed","Delay","Time","Power Injected","Response"]
[null,"GLS Cap. (MW)= ",29968.888888888887,"Resp Gen Droop = ",null,0.05,"GLS PF = ",null,0.86599999999999999,null,null,null,"Wind(MW) =",{"$f":"WindPenetration*Load","v":0},"GovResp  Cap =",null,{"$f":"wCapacityOfGls*wGovRespGeneration","v":29968.888888888887},null,null,"(Hz)","( pu of P0)","(s)","(s)","(pu of P0)","(s)",null,null,null,null,null,null,"Yes"]
[null,null,null,null,null,null,null,null,null,null,null,null,null,null,null,null,null,null,null,null,null,null,null,null,null,null,null,null,null,null,null,"No"]
[null,"Load (MW) =",29372," MaxMwFromGovResponse = ",null,null,{"$f":"IF(KeepSirPfr=2,(MaxGovMw*wGovRespGeneration),(MaxGovMw+WindGeneration))","v":2996.8888888888882},"MaxMwFromGovResponse =  ",null,null,{"$f":"(1-GovSetPt)*(CapacityOfGls*GovRespGeneration)","v":2996.8888888888882},"SimuTime (s) = ",null,60,null,"∆t (s) =  ",1E-3,null,1,null,null,null,1.5,{"$f":"AC15","v":0},1,null,null,150,4.5999999999999999E-3,900,{"$f":"(AC7/AB7)*900","v":2.7600000000000003E-2}]
[null,"  ∆P  (MW) ",-2400,"D","M","∆P","1/Edroop","Edroop","GovGen","GovSetPt","Gat","Grt","Wat","Wrt","Wamt",null,"What If ?  ",null,2,null,null,null,4,{"$f":"AC16","v":0},15.5,null,null,"ratio=",{"$f":"AE7/AC7","v":6.0000000000000009},null,null,null,null,null,null,null,null,null,null,null,null,null,null,null,null,null,null,null,null,null,null,null,null,"Time","Frequency","WhatIf Freq"]
[null,"  fi       (Hz) ",60,"(pu)","(sec)","(pu)","(pu)","(pu)","(%)","(%)","(sec)","(sec)","(sec)","(sec)","(%)",null,"(Yes/No)",null,3,null,null,null,12.5,{"$f":"AC17","v":0},14,null,null,null,null,null,null,null,null,null,null,null,null,null,null,null,null,null,null,null,null,null,null,null,null,null,null,null,null,0,60,60,0,null,0,0,0,0]
[null,"  P0  (MVA) ",{"$f":"CapacityOfGls/PowerFactor","v":34606.107261996403},5.3,12.9,{"$f":"C8/C10","v":-6.9351920510158691E-2},{"$f":"1/H10","v":20},{"$f":"ResponsiveDroop*(CapacityOfGls/GovRespCap)","v":0.05},1,0.9,4,6.5,20,9,0,0,{"$f":"IF(YesNoIndex=1,\"  YES\",\"  NO\")","v":"  YES"},null,4,null,null,null,17,{"$f":"AC18","v":0},11,null,null,null,null,null,null,null,null,null,null,null,null,null,null,null,null,null,null,null,null,null,null,null,null,null,null,null,null,1E-3,59.999677499182567,59.999306787009047,1E-3,null,1E-3,0,1E-3,0]
[null,"  P0  (MVA) ",{"$f":"PzeroPlusNo","v":34606.107261996403},5.3,6,{"$f":"C8/C11","v":-6.9351920510158691E-2},{"$f":"1/H11","v":20},{"$f":"wResponsiveDroop*(wCapacityOfGls/wGovRespCap)","v":0.05},1,{"$f":"1-(wMaxGovMw/wCapacityOfGls)","v":0.9},4,6.5,20,9,0,0,null,null,5,null,null,null,100,0,5,null,null,null,null,null,null,null,null,null,null,null,null,null,null,null,null,null,null,null,null,null,null,null,null,null,null,null,null,2E-3,59.999355130838246,59.99861418608586,2E-3,null,2E-3,0,2E-3,0]
[null,null,null,null,null,null,null,null,null,null,null,null,null,null,null,null,null,null,6,null,null,null,100,0,6,null,"WindCapacity","Time","SynResp","GenCap","GenCapon Line","Gen Loaded","M From Gen","D from L  and Gen","WindCap",null,null,null,null,null,null,null,null,null,null,null,null,null,null,null,null,null,null,3.0000000000000001E-3,59.999032894912638,59.997922196690027,3.0000000000000001E-3,null,3.0000000000000001E-3,0,3.0000000000000001E-3,0]
[null,33,null,null,null,null,null,null,null,null,null,null,null,null,null,null,null,null,7,null,null,null,100,0,7,null,0,null,0,{"$f":"GLS/GovSetPt","v":29968.888888888887},{"$f":"GLS","v":26972},{"$f":"AE13/AD13","v":0.9},12.9,5.3,0,null,null,null,null,null,null,null,null,null,null,null,null,null,null,null,null,null,null,4.0000000000000001E-3,59.998710791351336,59.997230818281601,4.0000000000000001E-3,null,4.0000000000000001E-3,0,4.0000000000000001E-3,0]
[null,null,null,null,null,null," ",null,null,null,null,null,null,null,null,null,null,null,8,null,null,null,100,0,8,null,null,null,null,null,null,null,null,null,null,null,null,null,null,null,null,null,null,null,null,null,null,null,null,null,null,null,null,5.0000000000000001E-3,59.998388820099983,59.996540050321116,5.0000000000000001E-3,null,5.0000000000000001E-3,0,5.0000000000000001E-3,0]
[null,null,null,null,null,null,null,null,null,null,null,null,null,null,null,null,null,null,9,null,null,null,100,0,9,null,{"$f":"WindPenetration","v":0},1.5,{"$f":"(AB24/0.4)*AA15","v":0},{"$f":"AD13","v":29968.888888888887},{"$f":"AE13*(1-AA15)","v":26972},{"$f":"AE15/AD15","v":0.9},{"$f":"AG13*(1-AA15)","v":12.9},{"$f":"2.5+(AH13-2.5)*(1-AA15)","v":5.3},{"$f":"AA15*Load","v":0},{"$f":"MaxGovMw","v":2996.8888888888882},null,null,null,null,null,null,null,null,null,null,null,null,null,null,null,null,null,6.0000000000000001E-3,59.998066981104209,59.995849892269582,6.0000000000000001E-3,null,6.0000000000000001E-3,0,6.0000000000000001E-3,0]
[null,null,null,null,null,null,null,null,null,null,null,null,null,null,null,null,null,null,10,null,null,null,100,0,10,null,null,5,{"$f":"(AB25/0.4)*AA15","v":0},null,null,null,null,null,null,null,null,null,null,null,null,null,null,null,null,null,null,null,null,null,null,null,null,7.0000000000000001E-3,59.997745274309707,59.995160343588481,7.0000000000000001E-3,null,7.0000000000000001E-3,0,7.0000000000000001E-3,0]
[null,null,null,null,null,null,null,null,null,null,null,null,null,null,null,null,null,null,null,null,null,null,null,null,null,null,null,11.5,{"$f":"(AB26/0.4)*AA15","v":0},null,null,null,null,null,null,null,null,null,null,null,null,null,null,null,null,null,null,null,null,null,null,null,null,8.0000000000000002E-3,59.997423699662171,59.994471403739773,8.0000000000000002E-3,null,8.0000000000000002E-3,0,8.0000000000000002E-3,0]
[null,null,null,null,null,null,null,null,null,null,null,null,null,null,null,null,null,null,null,null,null,null,null,null,null,null,null,16,{"$f":"(AB27/0.4)*AA15","v":0},null,null,null,null,null,null,null,null,null,null,null,null,null,null,null,null,null,null,null,null,null,null,null,null,9.0000000000000011E-3,59.997102257107308,59.993783072185892,9.0000000000000011E-3,null,9.0000000000000011E-3,0,9.0000000000000011E-3,0]
[null,null,null,null,null,null,null,null,null,null,null,null,null,null,null,null,null,null,null,null,null,null,null,null,null,null,null,null,null,null,null,null,null,null,null,null,null,null,null,null,null,null,null,null,null,null,null,null,null,null,null,null,null,0.01,59.996780946590867,59.993095348389758,0.01,null,0.01,0,0.01,0]
[null,null,null,null,null,null,null,null,null,null,null,null,null,null,null,null,null,null,null,null,null,null,null,null,null,null,"Synthetic Inertia Injections for 40% Penetration",null,null,null,null,null,null,null,null,null,null,null,null,null,null,null,null,null,null,null,null,null,null,null,null,null,null,1.0999999999999999E-2,59.996459768058607,59.992408231814743,1.0999999999999999E-2,null,1.0999999999999999E-2,0,1.0999999999999999E-2,0]
[null,null,null,null,null,null,null,null,null,null,null,null,null,null,null,null,null,null,null,null,null,null,null,null,null,null,"Time","Power Injected","Response",null,null,null,null,null,null,null,null,null,null,null,null,null,null,null,null,null,null,null,null,null,null,null,null,1.2E-2,59.996138721456312,59.991721721924712,1.2E-2,null,1.2E-2,0,1.2E-2,0]
[null,null,null,null,null,null,null,null,null,null,null,null,null,null,null,null,null,null,null,null,null,null,null,null,null,null,"(s)","(pu of P0)","(s)",null,null,null,null,null,null,null,null,null,null,null,null,null,null,null,null,null,null,null,null,null,null,null,null,1.3000000000000001E-2,59.995817806729796,59.991035818183995,1.3000000000000001E-2,null,1.3000000000000001E-2,0,1.3000000000000001E-2,0]
[null,null,null,null,null,null,null,null,null,null,null,null,null,null,null,null,null,null,null,null,null,null,null,null,null,null,null,null,null,null,null,null,null,null,null,null,null,null,null,null,null,null,null,null,null,null,null,null,null,null,null,null,null,1.4E-2,59.995497023824882,59.990350520057397,1.4E-2,null,1.4E-2,0,1.4E-2,0]
[null,null,null,null,null,null,null,null,null,null,null,null,null,null,null,null,null,null,null,null,null,null,null,null,null,null,1.5,2.5999999999999999E-2,1,null,null,null,null,null,null,null,null,null,null,null,null,null,null,null,null,null,null,null,null,null,null,null,null,1.4999999999999999E-2,59.995176372687425,59.989665827010192,1.4999999999999999E-2,null,1.4999999999999999E-2,0,1.4999999999999999E-2,0]
[null,null,null,null,null,null,null,null,null,null,null,null,null,null,null,null,null,null,null,null,null,null,null,null,null,null,4,-0.10100000000000001,15.5,null,null,null,null,null,null,null,null,null,null,null,null,null,null,null,null,null,null,null,null,null,null,null,null,1.6E-2,59.994855853263303,59.988981738508137,1.6E-2,null,1.6E-2,0,1.6E-2,0]
[null,null,null,null,null,null,null,null,null,null,null,null,null,null,null,null,null,null,null,null,null,null,null,null,null,null,12.5,0.03,14,null,null,null,null,null,null,null,null,null,null,null,null,null,null,null,null,null,null,null,null,null,null,null,null,1.7000000000000001E-2,59.994535465498402,59.988298254017444,1.7000000000000001E-2,null,1.7000000000000001E-2,0,1.7000000000000001E-2,0]
[null,null,null,null,null,null,null,null,null,null,null,null,null,null,null,null,null,null,null,null,null,null,null,null,null,null,17,4.4999999999999998E-2,11,null,null,null,null,null,null,null,null,null,null,null,null,null,null,null,null,null,null,null,null,null,null,null,null,1.8000000000000002E-2,59.994215209338648,59.987615373004815,1.8000000000000002E-2,null,1.8000000000000002E-2,0,1.8000000000000002E-2,0]
[null,null,null,null,null,null,null,null,null,null,null,null,null,null,null,null,null,null,null,null,null,null,null,null,null,null,null,null,null,null,null,null,null,null,null,null,null,null,null,null,null,null,null,null,null,null,null,null,null,null,null,null,null,1.9E-2,59.993895084729985,59.986933094937399,1.9E-2,null,1.9E-2,0,1.9E-2,0]
[null,null,null,null,null,null,null,null,null,null,null,null,null,null,null,null,null,null,null,null,null,null,null,null,null,null,null,null,null,null,null,null,null,null,null,null,null,null,null,null,null,null,null,null,null,null,null,null,null,null,null,null,null,0.02,59.993575091618368,59.986251419282844,0.02,null,0.02,0,0.02,0]
[null,null,null,null,null,null,null,null,null,null,null,null,null,null,null,null,null,null,null,null,null,null,null,null,null,null,null,null,null,null,null,null,null,null,null,null,null,null,null,null,null,null,null,null,null,null,null,null,null,null,null,null,null,2.1000000000000001E-2,59.993255229949781,59.985570345509245,2.1000000000000001E-2,null,2.1000000000000001E-2,0,2.1000000000000001E-2,0]
[null,null,null,null,null,null,null,null,null,null,null,null,null,null,null,null,null,null,null,null,null,null,null,null,null,null,null,null,null,null,null,null,null,null,null,null,null,null,null,null,null,null,null,null,null,null,null,null,null,null,null,null,null,2.1999999999999999E-2,59.992935499670239,59.98488987308518,2.1999999999999999E-2,null,2.1999999999999999E-2,0,2.1999999999999999E-2,0]
[null,null,null,null,null,null,null,null,null,null,null,null,null,null,null,null,null,null,null,null,null,null,null,null,null,null,null,null,null,null,null,null,null,null,null,null,null,null,null,null,null,null,null,null,null,null,null,null,null,null,null,null,null,2.3E-2,59.992615900725774,59.984210001479681,2.3E-2,null,2.3E-2,0,2.3E-2,0]
[null,null,null,null,null,null,null,null,null,null,null,null,null,null,null,null,null,null,null,null,null,null,null,null,null,null,null,null,null,null,null,null,null,null,null,null,null,null,null,null,null,null,null,null,null,null,null,null,null,null,null,null,null,2.4E-2,59.992296433062421,59.983530730162272,2.4E-2,null,2.4E-2,0,2.4E-2,0]
[null,null,null,null,null,null,null,null,null,null,null,null,null,null,null,null,null,null,null,null,null,null,null,null,null,null,null,null,null,null,null,null,null,null,null,null,null,null,null,null,null,null,null,null,null,null,null,null,null,null,null,null,null,2.5000000000000001E-2,59.991977096626272,59.98285205860293,2.5000000000000001E-2,null,2.5000000000000001E-2,0,2.5000000000000001E-2,0]
[null,null,null,null,null,null,null,null,null,null,null,null,null,null,null,null,null,null,null,null,null,null,null,null,null,null,null,null,null,null,null,null,null,null,null,null,null,null,null,null,null,null,null,null,null,null,null,null,null,null,null,null,null,2.6000000000000002E-2,59.991657891363417,59.982173986272102,2.6000000000000002E-2,null,2.6000000000000002E-2,0,2.6000000000000002E-2,0]
[null,null,null,null,null,null,null,null,null,null,null,null,null,null,null,null,null,null,null,null,null,null,null,null,null,null,null,null,null,null,null,null,null,null,null,null,null,null,null,null,null,null,null,null,null,null,null,null,null,null,null,null,null,2.7E-2,59.991338817219969,59.981496512640696,2.7E-2,null,2.7E-2,0,2.7E-2,0]
[null,null,null,null,null,null,null,null,null,null,null,null,null,null,null,null,null,null,null,null,null,null,null,null,null,null,null,null,null,null,null,null,null,null,null,null,null,null,null,null,null,null,null,null,null,null,null,null,null,null,null,null,null,2.8000000000000001E-2,59.991019874142076,59.980819637180105,2.8000000000000001E-2,null,2.8000000000000001E-2,0,2.8000000000000001E-2,0]
[null,null,null,null,null,null,null,null,null,null,null,null,null,null,null,null,null,null,null,null,null,null,null,null,null,null,null,null,null,null,null,null,null,null,null,null,null,null,null,null,null,null,null,null,null,null,null,null,null,null,null,null,null,2.9000000000000001E-2,59.990701062075892,59.980143359362167,2.9000000000000001E-2,null,2.9000000000000001E-2,0,2.9000000000000001E-2,0]
[null,null,null,null,null,null,null,null,null,null,null,null,null,null,null,null,null,null,null,null,null,null,null,null,null,null,null,null,null,null,null,null,null,null,null,null,null,null,null,null,null,null,null,null,null,null,null,null,null,null,null,null,null,0.03,59.99038238096761,59.979467678659212,0.03,null,0.03,0,0.03,0]
[null,null,null,null,null,null,null,null,null,null,null,null,null,null,null,null,null,null,null,null,null,null,null,null,null,null,null,null,null,null,null,null,null,null,null,null,null,null,null,null,null,null,null,null,null,null,null,null,null,null,null,null,null,3.1E-2,59.990063830763432,59.978792594544004,3.1E-2,null,3.1E-2,0,3.1E-2,0]
[null,null,null,null,null,null,null,null,null,null,null,null,null,null,null,null,null,null,null,null,null,null,null,null,null,null,null,null,null,null,null,null,null,null,null,null,null,null,null,null,null,null,null,null,null,null,null,null,null,null,null,null,null,3.2000000000000001E-2,59.989745411409586,59.978118106489809,3.2000000000000001E-2,null,3.2000000000000001E-2,0,3.2000000000000001E-2,0]
[null,null,null,null,null,null,null,null,null,null,null,null,null,null,null,null,null,null,null,null,null,null,null,null,null,null,null,null,null,null,null,null,null,null,null,null,null,null,null,null,null,null,null,null,null,null,null,null,null,null,null,null,null,3.3000000000000002E-2,59.989427122852334,59.977444213970323,3.3000000000000002E-2,null,3.3000000000000002E-2,0,3.3000000000000002E-2,0]
[null,null,null,null,null,null,null,null,null,null,null,null,null,null,null,null,null,null,null,null,null,null,null,null,null,null,null,null,null,null,null,null,null,null,null,null,null,null,null,null,null,null,null,null,null,null,null,null,null,null,null,null,null,3.4000000000000002E-2,59.989108965037929,59.976770916459728,3.4000000000000002E-2,null,3.4000000000000002E-2,0,3.4000000000000002E-2,0]
[null,null,null,null,null,null,null,null,null,null,null,null,null,null,null,null,null,null,null,null,null,null,null,null,null,null,null,null,null,null,null,null,null,null,null,null,null,null,null,null,null,null,null,null,null,null,null,null,null,null,null,null,null,3.5000000000000003E-2,59.988790937912675,59.976098213432664,3.5000000000000003E-2,null,3.5000000000000003E-2,0,3.5000000000000003E-2,0]
[null,null,null,null,null,null,null,null,null,null,null,null,null,null,null,null,null,null,null,null,null,null,null,null,null,null,null,null,null,null,null,null,null,null,null,null,null,null,null,null,null,null,null,null,null,null,null,null,null,null,null,null,null,3.6000000000000004E-2,59.9884730414229,59.975426104364239,3.6000000000000004E-2,null,3.6000000000000004E-2,0,3.6000000000000004E-2,0]
[null,null,null,null,null,null,null,null,null,null,null,null,null,null,null,null,null,null,null,null,null,null,null,null,null,null,null,null,null,null,null,null,null,null,null,null,null,null,null,null,null,null,null,null,null,null,null,null,null,null,null,null,null,3.6999999999999998E-2,59.988155275514927,59.974754588730015,3.6999999999999998E-2,null,3.6999999999999998E-2,0,3.6999999999999998E-2,0]
[null,null,null,null,null,null,null,null,null,null,null,null,null,null,null,null,null,null,null,null,null,null,null,null,null,null,null,null,null,null,null,null,null,null,null,null,null,null,null,null,null,null,null,null,null,null,null,null,null,null,null,null,null,3.7999999999999999E-2,59.987837640135126,59.974083666006031,3.7999999999999999E-2,null,3.7999999999999999E-2,0,3.7999999999999999E-2,0]
[null,null,null,null,null,null,null,null,null,null,null,null,null,null,null,null,null,null,null,null,null,null,null,null,null,null,null,null,null,null,null,null,null,null,null,null,null,null,null,null,null,null,null,null,null,null,null,null,null,null,null,null,null,3.9E-2,59.987520135229879,59.973413335668774,3.9E-2,null,3.9E-2,0,3.9E-2,0]
[null,null,null,null,null,null,null,null,null,null,null,null,null,null,null,null,null,null,null,null,null,null,null,null,null,null,null,null,null,null,null,null,null,null,null,null,null,null,null,null,null,null,null,null,null,null,null,null,null,null,null,null,null,0.04,59.987202760745582,59.972743597195212,0.04,null,0.04,0,0.04,0]
[null,null,null,null,null,null,null,null,null,null,null,null,null,null,null,null,null,null,null,null,null,null,null,null,null,null,null,null,null,null,null,null,null,null,null,null,null,null,null,null,null,null,null,null,null,null,null,null,null,null,null,null,null,4.1000000000000002E-2,59.986885516628682,59.972074450062742,4.1000000000000002E-2,null,4.1000000000000002E-2,0,4.1000000000000002E-2,0]
[null,null,null,null,null,null,null,null,null,null,null,null,null,null,null,null,null,null,null,null,null,null,null,null,null,null,null,null,null,null,null,null,null,null,null,null,null,null,null,null,null,null,null,null,null,null,null,null,null,null,null,null,null,4.2000000000000003E-2,59.986568402825611,59.971405893749264,4.2000000000000003E-2,null,4.2000000000000003E-2,0,4.2000000000000003E-2,0]
[null,null,null,null,null,null,null,null,null,null,null,null,null,null,null,null,null,null,null,null,null,null,null,null,null,null,null,null,null,null,null,null,null,null,null,null,null,null,null,null,null,null,null,null,null,null,null,null,null,null,null,null,null,4.3000000000000003E-2,59.986251419282844,59.970737927733111,4.3000000000000003E-2,null,4.3000000000000003E-2,0,4.3000000000000003E-2,0]
[null,null,null,null,null,null,null,null,null,null,null,null,null,null,null,null,null,null,null,null,null,null,null,null,null,null,null,null,null,null,null,null,null,null,null,null,null,null,null,null,null,null,null,null,null,null,null,null,null,null,null,null,null,4.3999999999999997E-2,59.985934565946877,59.97007055149308,4.3999999999999997E-2,null,4.3999999999999997E-2,0,4.3999999999999997E-2,0]
[null,null,null,null,null,null,null,null,null,null,null,null,null,null,null,null,null,null,null,null,null,null,null,null,null,null,null,null,null,null,null,null,null,null,null,null,null,null,null,null,null,null,null,null,null,null,null,null,null,null,null,null,null,4.4999999999999998E-2,59.985617842764221,59.969403764508428,4.4999999999999998E-2,null,4.4999999999999998E-2,0,4.4999999999999998E-2,0]
[null,null,null,null,null,null,null,null,null,null,null,null,null,null,null,null,null,null,null,null,null,null,null,null,null,null,null,null,null,null,null,null,null,null,null,null,null,null,null,null,null,null,null,null,null,null,null,null,null,null,null,null,null,4.5999999999999999E-2,59.98530124968142,59.968737566258895,4.5999999999999999E-2,null,4.5999999999999999E-2,0,4.5999999999999999E-2,0]
[null,null,null,null,null,null,null,null,null,null,null,null,null,null,null,null,null,null,null,null,null,null,null,null,null,null,null,null,null,null,null,null,null,null,null,null,null,null,null,null,null,null,null,null,null,null,null,null,null,null,null,null,null,4.7E-2,59.984984786645029,59.968071956224641,4.7E-2,null,4.7E-2,0,4.7E-2,0]
[null,null,null,null,null,null,null,null,null,null,null,null,null,null,null,null,null,null,null,null,null,null,null,null,null,null,null,null,null,null,null,null,null,null,null,null,null,null,null,null,null,null,null,null,null,null,null,null,null,null,null,null,null,4.8000000000000001E-2,59.984668453601628,59.967406933886316,4.8000000000000001E-2,null,4.8000000000000001E-2,0,4.8000000000000001E-2,0]
[null,null,null,null,null,null,null,null,null,null,null,null,null,null,null,null,null,null,null,null,null,null,null,null,null,null,null,null,null,null,null,null,null,null,null,null,null,null,null,null,null,null,null,null,null,null,null,null,null,null,null,null,null,4.9000000000000002E-2,59.984352250497821,59.966742498725012,4.9000000000000002E-2,null,4.9000000000000002E-2,0,4.9000000000000002E-2,0]
[null,null,null,null,null,null,null,null,null,null,null,null,null,null,null,null,null,null,null,null,null,null,null,null,null,null,null,null,null,null,null,null,null,null,null,null,null,null,null,null,null,null,null,null,null,null,null,null,null,null,null,null,null,0.05,59.984036177280238,59.966078650222293,0.05,null,0.05,0,0.05,0]
[null,null,null,null,null,null,null,null,null,null,null,null,null,null,null,null,null,null,null,null,null,null,null,null,null,null,null,null,null,null,null,null,null,null,null,null,null,null,null,null,null,null,null,null,null,null,null,null,null,null,null,null,null,5.1000000000000004E-2,59.983720233895518,59.965415387860169,5.1000000000000004E-2,null,5.1000000000000004E-2,0,5.1000000000000004E-2,0]
[null,null,null,null,null,null,null,null,null,null,null,null,null,null,null,null,null,null,null,null,null,null,null,null,null,null,null,null,null,null,null,null,null,null,null,null,null,null,null,null,null,null,null,null,null,null,null,null,null,null,null,null,null,5.2000000000000005E-2,59.983404420290327,59.964752711121101,5.2000000000000005E-2,null,5.2000000000000005E-2,0,5.2000000000000005E-2,0]
[null,null,null,null,null,null,null,null,null,null,null,null,null,null,null,null,null,null,null,null,null,null,null,null,null,null,null,null,null,null,null,null,null,null,null,null,null,null,null,null,null,null,null,null,null,null,null,null,null,null,null,null,null,5.2999999999999999E-2,59.983088736411368,59.964090619488033,5.2999999999999999E-2,null,5.2999999999999999E-2,0,5.2999999999999999E-2,0]
[null,null,null,null,null,null,null,null,null,null,null,null,null,null,null,null,null,null,null,null,null,null,null,null,null,null,null,null,null,null,null,null,null,null,null,null,null,null,null,null,null,null,null,null,null,null,null,null,null,null,null,null,null,5.3999999999999999E-2,59.982773182205349,59.963429112444345,5.3999999999999999E-2,null,5.3999999999999999E-2,0,5.3999999999999999E-2,0]
[null,null,null,null,null,null,null,null,null,null,null,null,null,null,null,null,null,null,null,null,null,null,null,null,null,null,null,null,null,null,null,null,null,null,null,null,null,null,null,null,null,null,null,null,null,null,null,null,null,null,null,null,null,5.5E-2,59.982457757619002,59.96276818947387,5.5E-2,null,5.5E-2,0,5.5E-2,0]
[null,null,null,null,null,null,null,null,null,null,null,null,null,null,null,null,null,null,null,null,null,null,null,null,null,null,null,null,null,null,null,null,null,null,null,null,null,null,null,null,null,null,null,null,null,null,null,null,null,null,null,null,null,5.6000000000000001E-2,59.982142462599079,59.96210785006091,5.6000000000000001E-2,null,5.6000000000000001E-2,0,5.6000000000000001E-2,0]
[null,null,null,null,null,null,null,null,null,null,null,null,null,null,null,null,null,null,null,null,null,null,null,null,null,null,null,null,null,null,null,null,null,null,null,null,null,null,null,null,null,null,null,null,null,null,null,null,null,null,null,null,null,5.7000000000000002E-2,59.981827297092366,59.961448093690215,5.7000000000000002E-2,null,5.7000000000000002E-2,0,5.7000000000000002E-2,0]
[null,null,null,null,null,null,null,null,null,null,null,null,null,null,null,null,null,null,null,null,null,null,null,null,null,null,null,null,null,null,null,null,null,null,null,null,null,null,null,null,null,null,null,null,null,null,null,null,null,null,null,null,null,5.8000000000000003E-2,59.981512261045658,59.960788919846998,5.8000000000000003E-2,null,5.8000000000000003E-2,0,5.8000000000000003E-2,0]
[null,null,null,null,null,null,null,null,null,null,null,null,null,null,null,null,null,null,null,null,null,null,null,null,null,null,null,null,null,null,null,null,null,null,null,null,null,null,null,null,null,null,null,null,null,null,null,null,null,null,null,null,null,5.9000000000000004E-2,59.981197354405779,59.960130328016916,5.9000000000000004E-2,null,5.9000000000000004E-2,0,5.9000000000000004E-2,0]
[null,null,null,null,null,null,null,null,null,null,null,null,null,null,null,null,null,null,null,null,null,null,null,null,null,null,null,null,null,null,null,null,null,null,null,null,null,null,null,null,null,null,null,null,null,null,null,null,null,null,null,null,null,0.06,59.98088257711958,59.959472317686078,0.06,null,0.06,0,0.06,0]
[null,null,null,null,null,null,null,null,null,null,null,null,null,null,null,null,null,null,null,null,null,null,null,null,null,null,null,null,null,null,null,null,null,null,null,null,null,null,null,null,null,null,null,null,null,null,null,null,null,null,null,null,null,6.0999999999999999E-2,59.980567929133912,59.958814888341067,6.0999999999999999E-2,null,6.0999999999999999E-2,0,6.0999999999999999E-2,0]
[null,null,null,null,null,null,null,null,null,null,null,null,null,null,null,null,null,null,null,null,null,null,null,null,null,null,null,null,null,null,null,null,null,null,null,null,null,null,null,null,null,null,null,null,null,null,null,null,null,null,null,null,null,6.2E-2,59.980253410395676,59.958158039468891,6.2E-2,null,6.2E-2,0,6.2E-2,0]
[null,null,null,null,null,null,null,null,null,null,null,null,null,null,null,null,null,null,null,null,null,null,null,null,null,null,null,null,null,null,null,null,null,null,null,null,null,null,null,null,null,null,null,null,null,null,null,null,null,null,null,null,null,6.3E-2,59.979939020851766,59.95750177055703,6.3E-2,null,6.3E-2,0,6.3E-2,0]
[null,null,null,null,null,null,null,null,null,null,null,null,null,null,null,null,null,null,null,null,null,null,null,null,null,null,null,null,null,null,null,null,null,null,null,null,null,null,null,null,null,null,null,null,null,null,null,null,null,null,null,null,null,6.4000000000000001E-2,59.979624760449127,59.956846081093424,6.4000000000000001E-2,null,6.4000000000000001E-2,0,6.4000000000000001E-2,0]
[null,null,null,null,null,null,null,null,null,null,null,null,null,null,null,null,null,null,null,null,null,null,null,null,null,null,null,null,null,null,null,null,null,null,null,null,null,null,null,null,null,null,null,null,null,null,null,null,null,null,null,null,null,6.5000000000000002E-2,59.979310629134709,59.956190970566432,6.5000000000000002E-2,null,6.5000000000000002E-2,0,6.5000000000000002E-2,0]
[null,null,null,null,null,null,null,null,null,null,null,null,null,null,null,null,null,null,null,null,null,null,null,null,null,null,null,null,null,null,null,null,null,null,null,null,null,null,null,null,null,null,null,null,null,null,null,null,null,null,null,null,null,6.6000000000000003E-2,59.978996626855483,59.955536438464904,6.6000000000000003E-2,null,6.6000000000000003E-2,0,6.6000000000000003E-2,0]
[null,null,null,null,null,null,null,null,null,null,null,null,null,null,null,null,null,null,null,null,null,null,null,null,null,null,null,null,null,null,null,null,null,null,null,null,null,null,null,null,null,null,null,null,null,null,null,null,null,null,null,null,null,6.7000000000000004E-2,59.978682753558452,59.954882484278116,6.7000000000000004E-2,null,6.7000000000000004E-2,0,6.7000000000000004E-2,0]
[null,null,null,null,null,null,null,null,null,null,null,null,null,null,null,null,null,null,null,null,null,null,null,null,null,null,null,null,null,null,null,null,null,null,null,null,null,null,null,null,null,null,null,null,null,null,null,null,null,null,null,null,null,6.8000000000000005E-2,59.978369009190622,59.954229107495799,6.8000000000000005E-2,null,6.8000000000000005E-2,0,6.8000000000000005E-2,0]
[null,null,null,null,null,null,null,null,null,null,null,null,null,null,null,null,null,null,null,null,null,null,null,null,null,null,null,null,null,null,null,null,null,null,null,null,null,null,null,null,null,null,null,null,null,null,null,null,null,null,null,null,null,6.9000000000000006E-2,59.978055393699044,59.953576307608138,6.9000000000000006E-2,null,6.9000000000000006E-2,0,6.9000000000000006E-2,0]
[null,null,null,null,null,null,null,null,null,null,null,null,null,null,null,null,null,null,null,null,null,null,null,null,null,null,null,null,null,null,null,null,null,null,null,null,null,null,null,null,null,null,null,null,null,null,null,null,null,null,null,null,null,7.0000000000000007E-2,59.977741907030776,59.952924084105774,7.0000000000000007E-2,null,7.0000000000000007E-2,0,7.0000000000000007E-2,0]
[null,null,null,null,null,null,null,null,null,null,null,null,null,null,null,null,null,null,null,null,null,null,null,null,null,null,null,null,null,null,null,null,null,null,null,null,null,null,null,null,null,null,null,null,null,null,null,null,null,null,null,null,null,7.1000000000000008E-2,59.977428549132902,59.952272436479781,7.1000000000000008E-2,null,7.1000000000000008E-2,0,7.1000000000000008E-2,0]
[null,null,null,null,null,null,null,null,null,null,null,null,null,null,null,null,null,null,null,null,null,null,null,null,null,null,null,null,null,null,null,null,null,null,null,null,null,null,null,null,null,null,null,null,null,null,null,null,null,null,null,null,null,7.2000000000000008E-2,59.977115319952524,59.951621364221708,7.2000000000000008E-2,null,7.2000000000000008E-2,0,7.2000000000000008E-2,0]
[null,null,null,null,null,null,null,null,null,null,null,null,null,null,null,null,null,null,null,null,null,null,null,null,null,null,null,null,null,null,null,null,null,null,null,null,null,null,null,null,null,null,null,null,null,null,null,null,null,null,null,null,null,7.2999999999999995E-2,59.976802219436777,59.950970866823525,7.2999999999999995E-2,null,7.2999999999999995E-2,0,7.2999999999999995E-2,0]
[null,null,null,null,null,null,null,null,null,null,null,null,null,null,null,null,null,null,null,null,null,null,null,null,null,null,null,null,null,null,null,null,null,null,null,null,null,null,null,null,null,null,null,null,null,null,null,null,null,null,null,null,null,7.3999999999999996E-2,59.976489247532804,59.950320943777669,7.3999999999999996E-2,null,7.3999999999999996E-2,0,7.3999999999999996E-2,0]
[null,null,null,null,null,null,null,null,null,null,null,null,null,null,null,null,null,null,null,null,null,null,null,null,null,null,null,null,null,null,null,null,null,null,null,null,null,null,null,null,null,null,null,null,null,null,null,null,null,null,null,null,null,7.4999999999999997E-2,59.976176404187768,59.949671594577012,7.4999999999999997E-2,null,7.4999999999999997E-2,0,7.4999999999999997E-2,0]
[null,null,null,null,null,null,null,null,null,null,null,null,null,null,null,null,null,null,null,null,null,null,null,null,null,null,null,null,null,null,null,null,null,null,null,null,null,null,null,null,null,null,null,null,null,null,null,null,null,null,null,null,null,7.5999999999999998E-2,59.975863689348877,59.949022818714894,7.5999999999999998E-2,null,7.5999999999999998E-2,0,7.5999999999999998E-2,0]
[null,null,null,null,null,null,null,null,null,null,null,null,null,null,null,null,null,null,null,null,null,null,null,null,null,null,null,null,null,null,null,null,null,null,null,null,null,null,null,null,null,null,null,null,null,null,null,null,null,null,null,null,null,7.6999999999999999E-2,59.97555110296333,59.948374615685083,7.6999999999999999E-2,null,7.6999999999999999E-2,0,7.6999999999999999E-2,0]
[null,null,null,null,null,null,null,null,null,null,null,null,null,null,null,null,null,null,null,null,null,null,null,null,null,null,null,null,null,null,null,null,null,null,null,null,null,null,null,null,null,null,null,null,null,null,null,null,null,null,null,null,null,7.8E-2,59.975238644978376,59.947726984981799,7.8E-2,null,7.8E-2,0,7.8E-2,0]
[null,null,null,null,null,null,null,null,null,null,null,null,null,null,null,null,null,null,null,null,null,null,null,null,null,null,null,null,null,null,null,null,null,null,null,null,null,null,null,null,null,null,null,null,null,null,null,null,null,null,null,null,null,7.9000000000000001E-2,59.974926315341257,59.947079926099711,7.9000000000000001E-2,null,7.9000000000000001E-2,0,7.9000000000000001E-2,0]
[null,null,null,null,null,null,null,null,null,null,null,null,null,null,null,null,null,null,null,null,null,null,null,null,null,null,null,null,null,null,null,null,null,null,null,null,null,null,null,null,null,null,null,null,null,null,null,null,null,null,null,null,null,0.08,59.974614113999266,59.94643343853393,0.08,null,0.08,0,0.08,0]
[null,null,null,null,null,null,null,null,null,null,null,null,null,null,null,null,null,null,null,null,null,null,null,null,null,null,null,null,null,null,null,null,null,null,null,null,null,null,null,null,null,null,null,null,null,null,null,null,null,null,null,null,null,8.1000000000000003E-2,59.974302040899694,59.945787521780019,8.1000000000000003E-2,null,8.1000000000000003E-2,0,8.1000000000000003E-2,0]
[null,null,null,null,null,null,null,null,null,null,null,null,null,null,null,null,null,null,null,null,null,null,null,null,null,null,null,null,null,null,null,null,null,null,null,null,null,null,null,null,null,null,null,null,null,null,null,null,null,null,null,null,null,8.2000000000000003E-2,59.973990095989869,59.945142175333991,8.2000000000000003E-2,null,8.2000000000000003E-2,0,8.2000000000000003E-2,0]
[null,null,null,null,null,null,null,null,null,null,null,null,null,null,null,null,null,null,null,null,null,null,null,null,null,null,null,null,null,null,null,null,null,null,null,null,null,null,null,null,null,null,null,null,null,null,null,null,null,null,null,null,null,8.3000000000000004E-2,59.973678279217133,59.944497398692285,8.3000000000000004E-2,null,8.3000000000000004E-2,0,8.3000000000000004E-2,0]
[null,null,null,null,null,null,null,null,null,null,null,null,null,null,null,null,null,null,null,null,null,null,null,null,null,null,null,null,null,null,null,null,null,null,null,null,null,null,null,null,null,null,null,null,null,null,null,null,null,null,null,null,null,8.4000000000000005E-2,59.973366590528848,59.943853191351806,8.4000000000000005E-2,null,8.4000000000000005E-2,0,8.4000000000000005E-2,0]
[null,null,null,null,null,null,null,null,null,null,null,null,null,null,null,null,null,null,null,null,null,null,null,null,null,null,null,null,null,null,null,null,null,null,null,null,null,null,null,null,null,null,null,null,null,null,null,null,null,null,null,null,null,8.5000000000000006E-2,59.973055029872398,59.943209552809883,8.5000000000000006E-2,null,8.5000000000000006E-2,0,8.5000000000000006E-2,0]
[null,null,null,null,null,null,null,null,null,null,null,null,null,null,null,null,null,null,null,null,null,null,null,null,null,null,null,null,null,null,null,null,null,null,null,null,null,null,null,null,null,null,null,null,null,null,null,null,null,null,null,null,null,8.6000000000000007E-2,59.972743597195205,59.942566482564303,8.6000000000000007E-2,null,8.6000000000000007E-2,0,8.6000000000000007E-2,0]
[null,null,null,null,null,null,null,null,null,null,null,null,null,null,null,null,null,null,null,null,null,null,null,null,null,null,null,null,null,null,null,null,null,null,null,null,null,null,null,null,null,null,null,null,null,null,null,null,null,null,null,null,null,8.7000000000000008E-2,59.972432292444687,59.941923980113302,8.7000000000000008E-2,null,8.7000000000000008E-2,0,8.7000000000000008E-2,0]
[null,null,null,null,null,null,null,null,null,null,null,null,null,null,null,null,null,null,null,null,null,null,null,null,null,null,null,null,null,null,null,null,null,null,null,null,null,null,null,null,null,null,null,null,null,null,null,null,null,null,null,null,null,8.7999999999999995E-2,59.972121115568299,59.941282044955535,8.7999999999999995E-2,null,8.7999999999999995E-2,0,8.7999999999999995E-2,0]
[null,null,null,null,null,null,null,null,null,null,null,null,null,null,null,null,null,null,null,null,null,null,null,null,null,null,null,null,null,null,null,null,null,null,null,null,null,null,null,null,null,null,null,null,null,null,null,null,null,null,null,null,null,8.8999999999999996E-2,59.97181006651352,59.940640676590121,8.8999999999999996E-2,null,8.8999999999999996E-2,0,8.8999999999999996E-2,0]
[null,null,null,null,null,null,null,null,null,null,null,null,null,null,null,null,null,null,null,null,null,null,null,null,null,null,null,null,null,null,null,null,null,null,null,null,null,null,null,null,null,null,null,null,null,null,null,null,null,null,null,null,null,0.09,59.971499145227838,59.939999874516609,0.09,null,0.09,0,0.09,0]
[null,null,null,null,null,null,null,null,null,null,null,null,null,null,null,null,null,null,null,null,null,null,null,null,null,null,null,null,null,null,null,null,null,null,null,null,null,null,null,null,null,null,null,null,null,null,null,null,null,null,null,null,null,9.0999999999999998E-2,59.971188351658775,59.939359638235011,9.0999999999999998E-2,null,9.0999999999999998E-2,0,9.0999999999999998E-2,0]
[null,null,null,null,null,null,null,null,null,null,null,null,null,null,null,null,null,null,null,null,null,null,null,null,null,null,null,null,null,null,null,null,null,null,null,null,null,null,null,null,null,null,null,null,null,null,null,null,null,null,null,null,null,9.1999999999999998E-2,59.970877685753855,59.938719967245746,9.1999999999999998E-2,null,9.1999999999999998E-2,0,9.1999999999999998E-2,0]
[null,null,null,null,null,null,null,null,null,null,null,null,null,null,null,null,null,null,null,null,null,null,null,null,null,null,null,null,null,null,null,null,null,null,null,null,null,null,null,null,null,null,null,null,null,null,null,null,null,null,null,null,null,9.2999999999999999E-2,59.970567147460656,59.938080861049706,9.2999999999999999E-2,null,9.2999999999999999E-2,0,9.2999999999999999E-2,0]
[null,null,null,null,null,null,null,null,null,null,null,null,null,null,null,null,null,null,null,null,null,null,null,null,null,null,null,null,null,null,null,null,null,null,null,null,null,null,null,null,null,null,null,null,null,null,null,null,null,null,null,null,null,9.4E-2,59.970256736726753,59.937442319148204,9.4E-2,null,9.4E-2,0,9.4E-2,0]
[null,null,null,null,null,null,null,null,null,null,null,null,null,null,null,null,null,null,null,null,null,null,null,null,null,null,null,null,null,null,null,null,null,null,null,null,null,null,null,null,null,null,null,null,null,null,null,null,null,null,null,null,null,9.5000000000000001E-2,59.969946453499745,59.936804341043,9.5000000000000001E-2,null,9.5000000000000001E-2,0,9.5000000000000001E-2,0]
[null,null,null,null,null,null,null,null,null,null,null,null,null,null,null,null,null,null,null,null,null,null,null,null,null,null,null,null,null,null,null,null,null,null,null,null,null,null,null,null,null,null,null,null,null,null,null,null,null,null,null,null,null,9.6000000000000002E-2,59.969636297727256,59.936166926236297,9.6000000000000002E-2,null,9.6000000000000002E-2,0,9.6000000000000002E-2,0]
[null,null,null,null,null,null,null,null,null,null,null,null,null,null,null,null,null,null,null,null,null,null,null,null,null,null,null,null,null,null,null,null,null,null,null,null,null,null,null,null,null,null,null,null,null,null,null,null,null,null,null,null,null,9.7000000000000003E-2,59.969326269356941,59.935530074230734,9.7000000000000003E-2,null,9.7000000000000003E-2,0,9.7000000000000003E-2,0]
[null,null,null,null,null,null,null,null,null,null,null,null,null,null,null,null,null,null,null,null,null,null,null,null,null,null,null,null,null,null,null,null,null,null,null,null,null,null,null,null,null,null,null,null,null,null,null,null,null,null,null,null,null,9.8000000000000004E-2,59.969016368336455,59.934893784529386,9.8000000000000004E-2,null,9.8000000000000004E-2,0,9.8000000000000004E-2,0]
[null,null,null,null,null,null,null,null,null,null,null,null,null,null,null,null,null,null,null,null,null,null,null,null,null,null,null,null,null,null,null,null,null,null,null,null,null,null,null,null,null,null,null,null,null,null,null,null,null,null,null,null,null,9.9000000000000005E-2,59.968706594613494,59.93425805663577,9.9000000000000005E-2,null,9.9000000000000005E-2,0,9.9000000000000005E-2,0]
[null,null,null,null,null,null,null,null,null,null,null,null,null,null,null,null,null,null,null,null,null,null,null,null,null,null,null,null,null,null,null,null,null,null,null,null,null,null,null,null,null,null,null,null,null,null,null,null,null,null,null,null,null,0.1,59.968396948135762,59.933622890053847,0.1,null,0.1,0,0.1,0,null,null,null,null,null,null,null,null,null,null,null,null,null,null,null,null,null,null,null,null,null,null,null,null,null,5.5555555555555554]
[null,null,null,null,null,null,null,null,null,null,null,null,null,null,null,null,null,null,null,null,null,null,null,null,null,null,null,null,null,null,null,null,null,null,null,null,null,null,null,null,null,null,null,null,null,null,null,null,null,null,null,null,null,0.10100000000000001,59.968087428851,59.932988284288008,0.10100000000000001,null,0.10100000000000001,0,0.10100000000000001,0,null,null,null,null,null,null,null,null,null,null,null,null,null,null,null,null,null,null,null,null,null,null,null,null,null,5.5555555555555554]
[null,null,null,null,null,null,null,null,null,null,null,null,null,null,null,null,null,null,null,null,null,null,null,null,null,null,null,null,null,null,null,null,null,null,null,null,null,null,null,null,null,null,null,null,null,null,null,null,null,null,null,null,null,0.10200000000000001,59.967778036706953,59.932354238843089,0.10200000000000001,null,0.10200000000000001,0,0.10200000000000001,0,null,null,null,null,null,null,null,null,null,null,null,null,null,null,null,null,null,null,null,null,null,null,null,null,null,5.5555555555555554]
[null,null,null,null,null,null,null,null,null,null,null,null,null,null,null,null,null,null,null,null,null,null,null,null,null,null,null,null,null,null,null,null,null,null,null,null,null,null,null,null,null,null,null,null,null,null,null,null,null,null,null,null,null,0.10300000000000001,59.967468771651397,59.931720753224347,0.10300000000000001,null,0.10300000000000001,0,0.10300000000000001,0,null,null,null,null,null,null,null,null,null,null,null,null,null,null,null,null,null,null,null,null,null,null,null,null,null,5.5555555555555554]
[null,null,null,null,null,null,null,null,null,null,null,null,null,null,null,null,null,null,null,null,null,null,null,null,null,null,null,null,null,null,null,null,null,null,null,null,null,null,null,null,null,null,null,null,null,null,null,null,null,null,null,null,null,0.10400000000000001,59.967159633632136,59.931087826937492,0.10400000000000001,null,0.10400000000000001,0,0.10400000000000001,0,null,null,null,null,null,null,null,null,null,null,null,null,null,null,null,null,null,null,null,null,null,null,null,null,null,5.5555555555555554]
[null,null,null,null,null,null,null,null,null,null,null,null,null,null,null,null,null,null,null,null,null,null,null,null,null,null,null,null,null,null,null,null,null,null,null,null,null,null,null,null,null,null,null,null,null,null,null,null,null,null,null,null,null,0.105,59.966850622596972,59.930455459488677,0.105,null,0.105,0,0.105,0,null,null,null,null,null,null,null,null,null,null,null,null,null,null,null,null,null,null,null,null,null,null,null,null,null,5.5555555555555554]
[null,null,null,null,null,null,null,null,null,null,null,null,null,null,null,null,null,null,null,null,null,null,null,null,null,null,null,null,null,null,null,null,null,null,null,null,null,null,null,null,null,null,null,null,null,null,null,null,null,null,null,null,null,0.106,59.96654173849376,59.929823650384463,0.106,null,0.106,0,0.106,0,null,null,null,null,null,null,null,null,null,null,null,null,null,null,null,null,null,null,null,null,null,null,null,null,null,5.5555555555555554]
[null,null,null,null,null,null,null,null,null,null,null,null,null,null,null,null,null,null,null,null,null,null,null,null,null,null,null,null,null,null,null,null,null,null,null,null,null,null,null,null,null,null,null,null,null,null,null,null,null,null,null,null,null,0.107,59.966232981270352,59.929192399131871,0.107,null,0.107,0,0.107,0,null,null,null,null,null,null,null,null,null,null,null,null,null,null,null,null,null,null,null,null,null,null,null,null,null,5.5555555555555554]
[null,null,null,null,null,null,null,null,null,null,null,null,null,null,null,null,null,null,null,null,null,null,null,null,null,null,null,null,null,null,null,null,null,null,null,null,null,null,null,null,null,null,null,null,null,null,null,null,null,null,null,null,null,0.108,59.96592435087463,59.928561705238344,0.108,null,0.108,0,0.108,0,null,null,null,null,null,null,null,null,null,null,null,null,null,null,null,null,null,null,null,null,null,null,null,null,null,5.5555555555555554]
[null,null,null,null,null,null,null,null,null,null,null,null,null,null,null,null,null,null,null,null,null,null,null,null,null,null,null,null,null,null,null,null,null,null,null,null,null,null,null,null,null,null,null,null,null,null,null,null,null,null,null,null,null,0.109,59.965615847254504,59.927931568211775,0.109,null,0.109,0,0.109,0,null,null,null,null,null,null,null,null,null,null,null,null,null,null,null,null,null,null,null,null,null,null,null,null,null,5.5555555555555554]
[null,null,null,null,null,null,null,null,null,null,null,null,null,null,null,null,null,null,null,null,null,null,null,null,null,null,null,null,null,null,null,null,null,null,null,null,null,null,null,null,null,null,null,null,null,null,null,null,null,null,null,null,null,0.11,59.965307470357892,59.927301987560483,0.11,null,0.11,0,0.11,0,null,null,null,null,null,null,null,null,null,null,null,null,null,null,null,null,null,null,null,null,null,null,null,null,null,5.5555555555555554]
[null,null,null,null,null,null,null,null,null,null,null,null,null,null,null,null,null,null,null,null,null,null,null,null,null,null,null,null,null,null,null,null,null,null,null,null,null,null,null,null,null,null,null,null,null,null,null,null,null,null,null,null,null,0.111,59.964999220132739,59.926672962793205,0.111,null,0.111,0,0.111,0,null,null,null,null,null,null,null,null,null,null,null,null,null,null,null,null,null,null,null,null,null,null,null,null,null,5.5555555555555554]
[null,null,null,null,null,null,null,null,null,null,null,null,null,null,null,null,null,null,null,null,null,null,null,null,null,null,null,null,null,null,null,null,null,null,null,null,null,null,null,null,null,null,null,null,null,null,null,null,null,null,null,null,null,0.112,59.964691096527012,59.926044493419141,0.112,null,0.112,0,0.112,0,null,null,null,null,null,null,null,null,null,null,null,null,null,null,null,null,null,null,null,null,null,null,null,null,null,5.5555555555555554]
[null,null,null,null,null,null,null,null,null,null,null,null,null,null,null,null,null,null,null,null,null,null,null,null,null,null,null,null,null,null,null,null,null,null,null,null,null,null,null,null,null,null,null,null,null,null,null,null,null,null,null,null,null,0.113,59.964383099488707,59.92541657894791,0.113,null,0.113,0,0.113,0,null,null,null,null,null,null,null,null,null,null,null,null,null,null,null,null,null,null,null,null,null,null,null,null,null,5.5555555555555554]
[null,null,null,null,null,null,null,null,null,null,null,null,null,null,null,null,null,null,null,null,null,null,null,null,null,null,null,null,null,null,null,null,null,null,null,null,null,null,null,null,null,null,null,null,null,null,null,null,null,null,null,null,null,0.114,59.964075228965825,59.924789218889558,0.114,null,0.114,0,0.114,0,null,null,null,null,null,null,null,null,null,null,null,null,null,null,null,null,null,null,null,null,null,null,null,null,null,5.5555555555555554]
[null,null,null,null,null,null,null,null,null,null,null,null,null,null,null,null,null,null,null,null,null,null,null,null,null,null,null,null,null,null,null,null,null,null,null,null,null,null,null,null,null,null,null,null,null,null,null,null,null,null,null,null,null,0.115,59.963767484906406,59.924162412754569,0.115,null,0.115,0,0.115,0,null,null,null,null,null,null,null,null,null,null,null,null,null,null,null,null,null,null,null,null,null,null,null,null,null,5.5555555555555554]
[null,null,null,null,null,null,null,null,null,null,null,null,null,null,null,null,null,null,null,null,null,null,null,null,null,null,null,null,null,null,null,null,null,null,null,null,null,null,null,null,null,null,null,null,null,null,null,null,null,null,null,null,null,0.11600000000000001,59.963459867258493,59.923536160053864,0.11600000000000001,null,0.11600000000000001,0,0.11600000000000001,0,null,null,null,null,null,null,null,null,null,null,null,null,null,null,null,null,null,null,null,null,null,null,null,null,null,5.5555555555555554]
[null,null,null,null,null,null,null,null,null,null,null,null,null,null,null,null,null,null,null,null,null,null,null,null,null,null,null,null,null,null,null,null,null,null,null,null,null,null,null,null,null,null,null,null,null,null,null,null,null,null,null,null,null,0.11700000000000001,59.963152375970175,59.922910460298795,0.11700000000000001,null,0.11700000000000001,0,0.11700000000000001,0,null,null,null,null,null,null,null,null,null,null,null,null,null,null,null,null,null,null,null,null,null,null,null,null,null,5.5555555555555554]
[null,null,null,null,null,null,null,null,null,null,null,null,null,null,null,null,null,null,null,null,null,null,null,null,null,null,null,null,null,null,null,null,null,null,null,null,null,null,null,null,null,null,null,null,null,null,null,null,null,null,null,null,null,0.11800000000000001,59.962845010989533,59.922285313001133,0.11800000000000001,null,0.11800000000000001,0,0.11800000000000001,0,null,null,null,null,null,null,null,null,null,null,null,null,null,null,null,null,null,null,null,null,null,null,null,null,null,5.5555555555555554]
[null,null,null,null,null,null,null,null,null,null,null,null,null,null,null,null,null,null,null,null,null,null,null,null,null,null,null,null,null,null,null,null,null,null,null,null,null,null,null,null,null,null,null,null,null,null,null,null,null,null,null,null,null,0.11900000000000001,59.962537772264689,59.921660717673099,0.11900000000000001,null,0.11900000000000001,0,0.11900000000000001,0,null,null,null,null,null,null,null,null,null,null,null,null,null,null,null,null,null,null,null,null,null,null,null,null,null,5.5555555555555554]
[null,null,null,null,null,null,null,null,null,null,null,null,null,null,null,null,null,null,null,null,null,null,null,null,null,null,null,null,null,null,null,null,null,null,null,null,null,null,null,null,null,null,null,null,null,null,null,null,null,null,null,null,null,0.12,59.962230659743781,59.921036673827324,0.12,null,0.12,0,0.12,0,null,null,null,null,null,null,null,null,null,null,null,null,null,null,null,null,null,null,null,null,null,null,null,null,null,5.5555555555555554]
[null,null,null,null,null,null,null,null,null,null,null,null,null,null,null,null,null,null,null,null,null,null,null,null,null,null,null,null,null,null,null,null,null,null,null,null,null,null,null,null,null,null,null,null,null,null,null,null,null,null,null,null,null,0.121,59.961923673374969,59.920413180976894,0.121,null,0.121,0,0.121,0,null,null,null,null,null,null,null,null,null,null,null,null,null,null,null,null,null,null,null,null,null,null,null,null,null,5.5555555555555554]
[null,null,null,null,null,null,null,null,null,null,null,null,null,null,null,null,null,null,null,null,null,null,null,null,null,null,null,null,null,null,null,null,null,null,null,null,null,null,null,null,null,null,null,null,null,null,null,null,null,null,null,null,null,0.122,59.961616813106431,59.919790238635301,0.122,null,0.122,0,0.122,0,null,null,null,null,null,null,null,null,null,null,null,null,null,null,null,null,null,null,null,null,null,null,null,null,null,5.5555555555555554]
[null,null,null,null,null,null,null,null,null,null,null,null,null,null,null,null,null,null,null,null,null,null,null,null,null,null,null,null,null,null,null,null,null,null,null,null,null,null,null,null,null,null,null,null,null,null,null,null,null,null,null,null,null,0.123,59.961310078886378,59.919167846316483,0.123,null,0.123,0,0.123,0,null,null,null,null,null,null,null,null,null,null,null,null,null,null,null,null,null,null,null,null,null,null,null,null,null,5.5555555555555554]
[null,null,null,null,null,null,null,null,null,null,null,null,null,null,null,null,null,null,null,null,null,null,null,null,null,null,null,null,null,null,null,null,null,null,null,null,null,null,null,null,null,null,null,null,null,null,null,null,null,null,null,null,null,0.124,59.961003470663023,59.9185460035348,0.124,null,0.124,0,0.124,0,null,null,null,null,null,null,null,null,null,null,null,null,null,null,null,null,null,null,null,null,null,null,null,null,null,5.5555555555555554]
[null,null,null,null,null,null,null,null,null,null,null,null,null,null,null,null,null,null,null,null,null,null,null,null,null,null,null,null,null,null,null,null,null,null,null,null,null,null,null,null,null,null,null,null,null,null,null,null,null,null,null,null,null,0.125,59.960696988384612,59.917924709805035,0.125,null,0.125,0,0.125,0,null,null,null,null,null,null,null,null,null,null,null,null,null,null,null,null,null,null,null,null,null,null,null,null,null,5.5555555555555554]
[null,null,null,null,null,null,null,null,null,null,null,null,null,null,null,null,null,null,null,null,null,null,null,null,null,null,null,null,null,null,null,null,null,null,null,null,null,null,null,null,null,null,null,null,null,null,null,null,null,null,null,null,null,0.126,59.960390631999417,59.917303964642414,0.126,null,0.126,0,0.126,0,null,null,null,null,null,null,null,null,null,null,null,null,null,null,null,null,null,null,null,null,null,null,null,null,null,5.5555555555555554]
[null,null,null,null,null,null,null,null,null,null,null,null,null,null,null,null,null,null,null,null,null,null,null,null,null,null,null,null,null,null,null,null,null,null,null,null,null,null,null,null,null,null,null,null,null,null,null,null,null,null,null,null,null,0.127,59.960084401455717,59.916683767562589,0.127,null,0.127,0,0.127,0,null,null,null,null,null,null,null,null,null,null,null,null,null,null,null,null,null,null,null,null,null,null,null,null,null,5.5555555555555554]
[null,null,null,null,null,null,null,null,null,null,null,null,null,null,null,null,null,null,null,null,null,null,null,null,null,null,null,null,null,null,null,null,null,null,null,null,null,null,null,null,null,null,null,null,null,null,null,null,null,null,null,null,null,0.128,59.959778296701828,59.916064118081614,0.128,null,0.128,0,0.128,0,null,null,null,null,null,null,null,null,null,null,null,null,null,null,null,null,null,null,null,null,null,null,null,null,null,5.5555555555555554]
[null,null,null,null,null,null,null,null,null,null,null,null,null,null,null,null,null,null,null,null,null,null,null,null,null,null,null,null,null,null,null,null,null,null,null,null,null,null,null,null,null,null,null,null,null,null,null,null,null,null,null,null,null,0.129,59.959472317686078,59.91544501571601,0.129,null,0.129,0,0.129,0,null,null,null,null,null,null,null,null,null,null,null,null,null,null,null,null,null,null,null,null,null,null,null,null,null,5.5555555555555554]
[null,null,null,null,null,null,null,null,null,null,null,null,null,null,null,null,null,null,null,null,null,null,null,null,null,null,null,null,null,null,null,null,null,null,null,null,null,null,null,null,null,null,null,null,null,null,null,null,null,null,null,null,null,0.13,59.959166464356812,59.914826459982699,0.13,null,0.13,0,0.13,0,null,null,null,null,null,null,null,null,null,null,null,null,null,null,null,null,null,null,null,null,null,null,null,null,null,5.5555555555555554]
[null,null,null,null,null,null,null,null,null,null,null,null,null,null,null,null,null,null,null,null,null,null,null,null,null,null,null,null,null,null,null,null,null,null,null,null,null,null,null,null,null,null,null,null,null,null,null,null,null,null,null,null,null,0.13100000000000001,59.958860736662402,59.914208450399023,0.13100000000000001,null,0.13100000000000001,0,0.13100000000000001,0,null,null,null,null,null,null,null,null,null,null,null,null,null,null,null,null,null,null,null,null,null,null,null,null,null,5.5555555555555554]
[null,null,null,null,null,null,null,null,null,null,null,null,null,null,null,null,null,null,null,null,null,null,null,null,null,null,null,null,null,null,null,null,null,null,null,null,null,null,null,null,null,null,null,null,null,null,null,null,null,null,null,null,null,0.13200000000000001,59.958555134551254,59.913590986482788,0.13200000000000001,null,0.13200000000000001,0,0.13200000000000001,0,null,null,null,null,null,null,null,null,null,null,null,null,null,null,null,null,null,null,null,null,null,null,null,null,null,5.5555555555555554]
[null,null,null,null,null,null,null,null,null,null,null,null,null,null,null,null,null,null,null,null,null,null,null,null,null,null,null,null,null,null,null,null,null,null,null,null,null,null,null,null,null,null,null,null,null,null,null,null,null,null,null,null,null,0.13300000000000001,59.958249657971763,59.912974067752174,0.13300000000000001,null,0.13300000000000001,0,0.13300000000000001,0,null,null,null,null,null,null,null,null,null,null,null,null,null,null,null,null,null,null,null,null,null,null,null,null,null,5.5555555555555554]
[null,null,null,null,null,null,null,null,null,null,null,null,null,null,null,null,null,null,null,null,null,null,null,null,null,null,null,null,null,null,null,null,null,null,null,null,null,null,null,null,null,null,null,null,null,null,null,null,null,null,null,null,null,0.13400000000000001,59.957944306872385,59.912357693725838,0.13400000000000001,null,0.13400000000000001,0,0.13400000000000001,0,null,null,null,null,null,null,null,null,null,null,null,null,null,null,null,null,null,null,null,null,null,null,null,null,null,5.5555555555555554]
[null,null,null,null,null,null,null,null,null,null,null,null,null,null,null,null,null,null,null,null,null,null,null,null,null,null,null,null,null,null,null,null,null,null,null,null,null,null,null,null,null,null,null,null,null,null,null,null,null,null,null,null,null,0.13500000000000001,59.957639081201563,59.911741863922813,0.13500000000000001,null,0.13500000000000001,0,0.13500000000000001,0,null,null,null,null,null,null,null,null,null,null,null,null,null,null,null,null,null,null,null,null,null,null,null,null,null,5.5555555555555554]
[null,null,null,null,null,null,null,null,null,null,null,null,null,null,null,null,null,null,null,null,null,null,null,null,null,null,null,null,null,null,null,null,null,null,null,null,null,null,null,null,null,null,null,null,null,null,null,null,null,null,null,null,null,0.13600000000000001,59.957333980907777,59.911126577862596,0.13600000000000001,null,0.13600000000000001,0,0.13600000000000001,0,null,null,null,null,null,null,null,null,null,null,null,null,null,null,null,null,null,null,null,null,null,null,null,null,null,5.5555555555555554]
[null,null,null,null,null,null,null,null,null,null,null,null,null,null,null,null,null,null,null,null,null,null,null,null,null,null,null,null,null,null,null,null,null,null,null,null,null,null,null,null,null,null,null,null,null,null,null,null,null,null,null,null,null,0.13700000000000001,59.957029005939525,59.910511835065094,0.13700000000000001,null,0.13700000000000001,0,0.13700000000000001,0,null,null,null,null,null,null,null,null,null,null,null,null,null,null,null,null,null,null,null,null,null,null,null,null,null,5.5555555555555554]
[null,null,null,null,null,null,null,null,null,null,null,null,null,null,null,null,null,null,null,null,null,null,null,null,null,null,null,null,null,null,null,null,null,null,null,null,null,null,null,null,null,null,null,null,null,null,null,null,null,null,null,null,null,0.13800000000000001,59.956724156245329,59.909897635050626,0.13800000000000001,null,0.13800000000000001,0,0.13800000000000001,0,null,null,null,null,null,null,null,null,null,null,null,null,null,null,null,null,null,null,null,null,null,null,null,null,null,5.5555555555555554]
[null,null,null,null,null,null,null,null,null,null,null,null,null,null,null,null,null,null,null,null,null,null,null,null,null,null,null,null,null,null,null,null,null,null,null,null,null,null,null,null,null,null,null,null,null,null,null,null,null,null,null,null,null,0.13900000000000001,59.956419431773739,59.909283977339953,0.13900000000000001,null,0.13900000000000001,0,0.13900000000000001,0,null,null,null,null,null,null,null,null,null,null,null,null,null,null,null,null,null,null,null,null,null,null,null,null,null,5.5555555555555554]
[null,null,null,null,null,null,null,null,null,null,null,null,null,null,null,null,null,null,null,null,null,null,null,null,null,null,null,null,null,null,null,null,null,null,null,null,null,null,null,null,null,null,null,null,null,null,null,null,null,null,null,null,null,0.14000000000000001,59.956114832473304,59.908670861454254,0.14000000000000001,null,0.14000000000000001,0,0.14000000000000001,0,null,null,null,null,null,null,null,null,null,null,null,null,null,null,null,null,null,null,null,null,null,null,null,null,null,5.5555555555555554]
[null,null,null,null,null,null,null,null,null,null,null,null,null,null,null,null,null,null,null,null,null,null,null,null,null,null,null,null,null,null,null,null,null,null,null,null,null,null,null,null,null,null,null,null,null,null,null,null,null,null,null,null,null,0.14100000000000001,59.955810358292617,59.908058286915121,0.14100000000000001,null,0.14100000000000001,0,0.14100000000000001,0,null,null,null,null,null,null,null,null,null,null,null,null,null,null,null,null,null,null,null,null,null,null,null,null,null,5.5555555555555554]
[null,null,null,null,null,null,null,null,null,null,null,null,null,null,null,null,null,null,null,null,null,null,null,null,null,null,null,null,null,null,null,null,null,null,null,null,null,null,null,null,null,null,null,null,null,null,null,null,null,null,null,null,null,0.14200000000000002,59.955506009180276,59.907446253244579,0.14200000000000002,null,0.14200000000000002,0,0.14200000000000002,0,null,null,null,null,null,null,null,null,null,null,null,null,null,null,null,null,null,null,null,null,null,null,null,null,null,5.5555555555555554]
[null,null,null,null,null,null,null,null,null,null,null,null,null,null,null,null,null,null,null,null,null,null,null,null,null,null,null,null,null,null,null,null,null,null,null,null,null,null,null,null,null,null,null,null,null,null,null,null,null,null,null,null,null,0.14300000000000002,59.95520178508491,59.906834759965072,0.14300000000000002,null,0.14300000000000002,0,0.14300000000000002,0,null,null,null,null,null,null,null,null,null,null,null,null,null,null,null,null,null,null,null,null,null,null,null,null,null,5.5555555555555554]
[null,null,null,null,null,null,null,null,null,null,null,null,null,null,null,null,null,null,null,null,null,null,null,null,null,null,null,null,null,null,null,null,null,null,null,null,null,null,null,null,null,null,null,null,null,null,null,null,null,null,null,null,null,0.14400000000000002,59.954897685955167,59.906223806599463,0.14400000000000002,null,0.14400000000000002,0,0.14400000000000002,0,null,null,null,null,null,null,null,null,null,null,null,null,null,null,null,null,null,null,null,null,null,null,null,null,null,5.5555555555555554]
[null,null,null,null,null,null,null,null,null,null,null,null,null,null,null,null,null,null,null,null,null,null,null,null,null,null,null,null,null,null,null,null,null,null,null,null,null,null,null,null,null,null,null,null,null,null,null,null,null,null,null,null,null,0.14499999999999999,59.954593711739712,59.905613392671043,0.14499999999999999,null,0.14499999999999999,0,0.14499999999999999,0,null,null,null,null,null,null,null,null,null,null,null,null,null,null,null,null,null,null,null,null,null,null,null,null,null,5.5555555555555554]
[null,null,null,null,null,null,null,null,null,null,null,null,null,null,null,null,null,null,null,null,null,null,null,null,null,null,null,null,null,null,null,null,null,null,null,null,null,null,null,null,null,null,null,null,null,null,null,null,null,null,null,null,null,0.14599999999999999,59.954289862387242,59.905003517703513,0.14599999999999999,null,0.14599999999999999,0,0.14599999999999999,0,null,null,null,null,null,null,null,null,null,null,null,null,null,null,null,null,null,null,null,null,null,null,null,null,null,5.5555555555555554]
[null,null,null,null,null,null,null,null,null,null,null,null,null,null,null,null,null,null,null,null,null,null,null,null,null,null,null,null,null,null,null,null,null,null,null,null,null,null,null,null,null,null,null,null,null,null,null,null,null,null,null,null,null,0.14699999999999999,59.953986137846456,59.904394181221008,0.14699999999999999,null,0.14699999999999999,0,0.14699999999999999,0,null,null,null,null,null,null,null,null,null,null,null,null,null,null,null,null,null,null,null,null,null,null,null,null,null,5.5555555555555554]
[null,null,null,null,null,null,null,null,null,null,null,null,null,null,null,null,null,null,null,null,null,null,null,null,null,null,null,null,null,null,null,null,null,null,null,null,null,null,null,null,null,null,null,null,null,null,null,null,null,null,null,null,null,0.14799999999999999,59.953682538066097,59.903785382748069,0.14799999999999999,null,0.14799999999999999,0,0.14799999999999999,0,null,null,null,null,null,null,null,null,null,null,null,null,null,null,null,null,null,null,null,null,null,null,null,null,null,5.5555555555555554]
[null,null,null,null,null,null,null,null,null,null,null,null,null,null,null,null,null,null,null,null,null,null,null,null,null,null,null,null,null,null,null,null,null,null,null,null,null,null,null,null,null,null,null,null,null,null,null,null,null,null,null,null,null,0.14899999999999999,59.953379062994905,59.903177121809676,0.14899999999999999,null,0.14899999999999999,0,0.14899999999999999,0,null,null,null,null,null,null,null,null,null,null,null,null,null,null,null,null,null,null,null,null,null,null,null,null,null,5.5555555555555554]
[null,null,null,null,null,null,null,null,null,null,null,null,null,null,null,null,null,null,null,null,null,null,null,null,null,null,null,null,null,null,null,null,null,null,null,null,null,null,null,null,null,null,null,null,null,null,null,null,null,null,null,null,null,0.15,59.953075712581658,59.902569397931202,0.15,null,0.15,0,0.15,0,null,null,null,null,null,null,null,null,null,null,null,null,null,null,null,null,null,null,null,null,null,null,null,null,null,5.5555555555555554]
[null,null,null,null,null,null,null,null,null,null,null,null,null,null,null,null,null,null,null,null,null,null,null,null,null,null,null,null,null,null,null,null,null,null,null,null,null,null,null,null,null,null,null,null,null,null,null,null,null,null,null,null,null,0.151,59.95277248677516,59.901962210638466,0.151,null,0.151,0,0.151,0,null,null,null,null,null,null,null,null,null,null,null,null,null,null,null,null,null,null,null,null,null,null,null,null,null,5.5555555555555554]
[null,null,null,null,null,null,null,null,null,null,null,null,null,null,null,null,null,null,null,null,null,null,null,null,null,null,null,null,null,null,null,null,null,null,null,null,null,null,null,null,null,null,null,null,null,null,null,null,null,null,null,null,null,0.152,59.952469385524211,59.901355559457684,0.152,null,0.152,0,0.152,0,null,null,null,null,null,null,null,null,null,null,null,null,null,null,null,null,null,null,null,null,null,null,null,null,null,5.5555555555555554]
[null,null,null,null,null,null,null,null,null,null,null,null,null,null,null,null,null,null,null,null,null,null,null,null,null,null,null,null,null,null,null,null,null,null,null,null,null,null,null,null,null,null,null,null,null,null,null,null,null,null,null,null,null,0.153,59.952166408777657,59.900749443915508,0.153,null,0.153,0,0.153,0,null,null,null,null,null,null,null,null,null,null,null,null,null,null,null,null,null,null,null,null,null,null,null,null,null,5.5555555555555554]
[null,null,null,null,null,null,null,null,null,null,null,null,null,null,null,null,null,null,null,null,null,null,null,null,null,null,null,null,null,null,null,null,null,null,null,null,null,null,null,null,null,null,null,null,null,null,null,null,null,null,null,null,null,0.154,59.951863556484355,59.900143863538986,0.154,null,0.154,0,0.154,0,null,null,null,null,null,null,null,null,null,null,null,null,null,null,null,null,null,null,null,null,null,null,null,null,null,5.5555555555555554]
[null,null,null,null,null,null,null,null,null,null,null,null,null,null,null,null,null,null,null,null,null,null,null,null,null,null,null,null,null,null,null,null,null,null,null,null,null,null,null,null,null,null,null,null,null,null,null,null,null,null,null,null,null,0.155,59.95156082859318,59.899538817855614,0.155,null,0.155,0,0.155,0,null,null,null,null,null,null,null,null,null,null,null,null,null,null,null,null,null,null,null,null,null,null,null,null,null,5.5555555555555554]
[null,null,null,null,null,null,null,null,null,null,null,null,null,null,null,null,null,null,null,null,null,null,null,null,null,null,null,null,null,null,null,null,null,null,null,null,null,null,null,null,null,null,null,null,null,null,null,null,null,null,null,null,null,0.156,59.951258225053039,59.898934306393272,0.156,null,0.156,0,0.156,0,null,null,null,null,null,null,null,null,null,null,null,null,null,null,null,null,null,null,null,null,null,null,null,null,null,5.5555555555555554]
[null,null,null,null,null,null,null,null,null,null,null,null,null,null,null,null,null,null,null,null,null,null,null,null,null,null,null,null,null,null,null,null,null,null,null,null,null,null,null,null,null,null,null,null,null,null,null,null,null,null,null,null,null,0.157,59.950955745812841,59.898330328680288,0.157,null,0.157,0,0.157,0,null,null,null,null,null,null,null,null,null,null,null,null,null,null,null,null,null,null,null,null,null,null,null,null,null,5.5555555555555554]
[null,null,null,null,null,null,null,null,null,null,null,null,null,null,null,null,null,null,null,null,null,null,null,null,null,null,null,null,null,null,null,null,null,null,null,null,null,null,null,null,null,null,null,null,null,null,null,null,null,null,null,null,null,0.158,59.950653390821543,59.89772688424538,0.158,null,0.158,0,0.158,0,null,null,null,null,null,null,null,null,null,null,null,null,null,null,null,null,null,null,null,null,null,null,null,null,null,5.5555555555555554]
[null,null,null,null,null,null,null,null,null,null,null,null,null,null,null,null,null,null,null,null,null,null,null,null,null,null,null,null,null,null,null,null,null,null,null,null,null,null,null,null,null,null,null,null,null,null,null,null,null,null,null,null,null,0.159,59.950351160028092,59.897123972617699,0.159,null,0.159,0,0.159,0,null,null,null,null,null,null,null,null,null,null,null,null,null,null,null,null,null,null,null,null,null,null,null,null,null,5.5555555555555554]
[null,null,null,null,null,null,null,null,null,null,null,null,null,null,null,null,null,null,null,null,null,null,null,null,null,null,null,null,null,null,null,null,null,null,null,null,null,null,null,null,null,null,null,null,null,null,null,null,null,null,null,null,null,0.16,59.950049053381477,59.89652159332681,0.16,null,0.16,0,0.16,0,null,null,null,null,null,null,null,null,null,null,null,null,null,null,null,null,null,null,null,null,null,null,null,null,null,5.5555555555555554]
[null,null,null,null,null,null,null,null,null,null,null,null,null,null,null,null,null,null,null,null,null,null,null,null,null,null,null,null,null,null,null,null,null,null,null,null,null,null,null,null,null,null,null,null,null,null,null,null,null,null,null,null,null,0.161,59.949747070830703,59.895919745902681,0.161,null,0.161,0,0.161,0,null,null,null,null,null,null,null,null,null,null,null,null,null,null,null,null,null,null,null,null,null,null,null,null,null,5.5555555555555554]
[null,null,null,null,null,null,null,null,null,null,null,null,null,null,null,null,null,null,null,null,null,null,null,null,null,null,null,null,null,null,null,null,null,null,null,null,null,null,null,null,null,null,null,null,null,null,null,null,null,null,null,null,null,0.16200000000000001,59.949445212324797,59.895318429875715,0.16200000000000001,null,0.16200000000000001,0,0.16200000000000001,0,null,null,null,null,null,null,null,null,null,null,null,null,null,null,null,null,null,null,null,null,null,null,null,null,null,5.5555555555555554]
[null,null,null,null,null,null,null,null,null,null,null,null,null,null,null,null,null,null,null,null,null,null,null,null,null,null,null,null,null,null,null,null,null,null,null,null,null,null,null,null,null,null,null,null,null,null,null,null,null,null,null,null,null,0.16300000000000001,59.949143477812804,59.894717644776705,0.16300000000000001,null,0.16300000000000001,0,0.16300000000000001,0,null,null,null,null,null,null,null,null,null,null,null,null,null,null,null,null,null,null,null,null,null,null,null,null,null,5.5555555555555554]
[null,null,null,null,null,null,null,null,null,null,null,null,null,null,null,null,null,null,null,null,null,null,null,null,null,null,null,null,null,null,null,null,null,null,null,null,null,null,null,null,null,null,null,null,null,null,null,null,null,null,null,null,null,0.16400000000000001,59.948841867243786,59.894117390136877,0.16400000000000001,null,0.16400000000000001,0,0.16400000000000001,0,null,null,null,null,null,null,null,null,null,null,null,null,null,null,null,null,null,null,null,null,null,null,null,null,null,5.5555555555555554]
[null,null,null,null,null,null,null,null,null,null,null,null,null,null,null,null,null,null,null,null,null,null,null,null,null,null,null,null,null,null,null,null,null,null,null,null,null,null,null,null,null,null,null,null,null,null,null,null,null,null,null,null,null,0.16500000000000001,59.94854038056684,59.89351766548787,0.16500000000000001,null,0.16500000000000001,0,0.16500000000000001,0,null,null,null,null,null,null,null,null,null,null,null,null,null,null,null,null,null,null,null,null,null,null,null,null,null,5.5555555555555554]
[null,null,null,null,null,null,null,null,null,null,null,null,null,null,null,null,null,null,null,null,null,null,null,null,null,null,null,null,null,null,null,null,null,null,null,null,null,null,null,null,null,null,null,null,null,null,null,null,null,null,null,null,null,0.16600000000000001,59.948239017731069,59.892918470361735,0.16600000000000001,null,0.16600000000000001,0,0.16600000000000001,0,null,null,null,null,null,null,null,null,null,null,null,null,null,null,null,null,null,null,null,null,null,null,null,null,null,5.5555555555555554]
[null,null,null,null,null,null,null,null,null,null,null,null,null,null,null,null,null,null,null,null,null,null,null,null,null,null,null,null,null,null,null,null,null,null,null,null,null,null,null,null,null,null,null,null,null,null,null,null,null,null,null,null,null,0.16700000000000001,59.947937778685613,59.892319804290921,0.16700000000000001,null,0.16700000000000001,0,0.16700000000000001,0,null,null,null,null,null,null,null,null,null,null,null,null,null,null,null,null,null,null,null,null,null,null,null,null,null,5.5555555555555554]
[null,null,null,null,null,null,null,null,null,null,null,null,null,null,null,null,null,null,null,null,null,null,null,null,null,null,null,null,null,null,null,null,null,null,null,null,null,null,null,null,null,null,null,null,null,null,null,null,null,null,null,null,null,0.16800000000000001,59.947636663379605,59.891721666808309,0.16800000000000001,null,0.16800000000000001,0,0.16800000000000001,0,null,null,null,null,null,null,null,null,null,null,null,null,null,null,null,null,null,null,null,null,null,null,null,null,null,5.5555555555555554]
[null,null,null,null,null,null,null,null,null,null,null,null,null,null,null,null,null,null,null,null,null,null,null,null,null,null,null,null,null,null,null,null,null,null,null,null,null,null,null,null,null,null,null,null,null,null,null,null,null,null,null,null,null,0.16900000000000001,59.947335671762232,59.891124057447186,0.16900000000000001,null,0.16900000000000001,0,0.16900000000000001,0,null,null,null,null,null,null,null,null,null,null,null,null,null,null,null,null,null,null,null,null,null,null,null,null,null,5.5555555555555554]
[null,null,null,null,null,null,null,null,null,null,null,null,null,null,null,null,null,null,null,null,null,null,null,null,null,null,null,null,null,null,null,null,null,null,null,null,null,null,null,null,null,null,null,null,null,null,null,null,null,null,null,null,null,0.17,59.947034803782685,59.890526975741253,0.17,null,0.17,0,0.17,0,null,null,null,null,null,null,null,null,null,null,null,null,null,null,null,null,null,null,null,null,null,null,null,null,null,5.5555555555555554]
[null,null,null,null,null,null,null,null,null,null,null,null,null,null,null,null,null,null,null,null,null,null,null,null,null,null,null,null,null,null,null,null,null,null,null,null,null,null,null,null,null,null,null,null,null,null,null,null,null,null,null,null,null,0.17100000000000001,59.946734059390167,59.889930421224612,0.17100000000000001,null,0.17100000000000001,0,0.17100000000000001,0,null,null,null,null,null,null,null,null,null,null,null,null,null,null,null,null,null,null,null,null,null,null,null,null,null,5.5555555555555554]
[null,null,null,null,null,null,null,null,null,null,null,null,null,null,null,null,null,null,null,null,null,null,null,null,null,null,null,null,null,null,null,null,null,null,null,null,null,null,null,null,null,null,null,null,null,null,null,null,null,null,null,null,null,0.17200000000000001,59.946433438533923,59.889334393431795,0.17200000000000001,null,0.17200000000000001,0,0.17200000000000001,0,null,null,null,null,null,null,null,null,null,null,null,null,null,null,null,null,null,null,null,null,null,null,null,null,null,5.5555555555555554]
[null,null,null,null,null,null,null,null,null,null,null,null,null,null,null,null,null,null,null,null,null,null,null,null,null,null,null,null,null,null,null,null,null,null,null,null,null,null,null,null,null,null,null,null,null,null,null,null,null,null,null,null,null,0.17300000000000001,59.946132941163206,59.888738891897724,0.17300000000000001,null,0.17300000000000001,0,0.17300000000000001,0,null,null,null,null,null,null,null,null,null,null,null,null,null,null,null,null,null,null,null,null,null,null,null,null,null,5.5555555555555554]
[null,null,null,null,null,null,null,null,null,null,null,null,null,null,null,null,null,null,null,null,null,null,null,null,null,null,null,null,null,null,null,null,null,null,null,null,null,null,null,null,null,null,null,null,null,null,null,null,null,null,null,null,null,0.17400000000000002,59.945832567227285,59.888143916157752,0.17400000000000002,null,0.17400000000000002,0,0.17400000000000002,0,null,null,null,null,null,null,null,null,null,null,null,null,null,null,null,null,null,null,null,null,null,null,null,null,null,5.5555555555555554]
[null,null,null,null,null,null,null,null,null,null,null,null,null,null,null,null,null,null,null,null,null,null,null,null,null,null,null,null,null,null,null,null,null,null,null,null,null,null,null,null,null,null,null,null,null,null,null,null,null,null,null,null,null,0.17500000000000002,59.945532316675468,59.887549465747632,0.17500000000000002,null,0.17500000000000002,0,0.17500000000000002,0,null,null,null,null,null,null,null,null,null,null,null,null,null,null,null,null,null,null,null,null,null,null,null,null,null,5.5555555555555554]
[null,null,null,null,null,null,null,null,null,null,null,null,null,null,null,null,null,null,null,null,null,null,null,null,null,null,null,null,null,null,null,null,null,null,null,null,null,null,null,null,null,null,null,null,null,null,null,null,null,null,null,null,null,0.17599999999999999,59.945232189457066,59.886955540203516,0.17599999999999999,null,0.17599999999999999,0,0.17599999999999999,0,null,null,null,null,null,null,null,null,null,null,null,null,null,null,null,null,null,null,null,null,null,null,null,null,null,5.5555555555555554]
[null,null,null,null,null,null,null,null,null,null,null,null,null,null,null,null,null,null,null,null,null,null,null,null,null,null,null,null,null,null,null,null,null,null,null,null,null,null,null,null,null,null,null,null,null,null,null,null,null,null,null,null,null,0.17699999999999999,59.944932185521417,59.886362139061994,0.17699999999999999,null,0.17699999999999999,0,0.17699999999999999,0,null,null,null,null,null,null,null,null,null,null,null,null,null,null,null,null,null,null,null,null,null,null,null,null,null,5.5555555555555554]
[null,null,null,null,null,null,null,null,null,null,null,null,null,null,null,null,null,null,null,null,null,null,null,null,null,null,null,null,null,null,null,null,null,null,null,null,null,null,null,null,null,null,null,null,null,null,null,null,null,null,null,null,null,0.17799999999999999,59.94463230481788,59.885769261860034,0.17799999999999999,null,0.17799999999999999,0,0.17799999999999999,0,null,null,null,null,null,null,null,null,null,null,null,null,null,null,null,null,null,null,null,null,null,null,null,null,null,5.5555555555555554]
[null,null,null,null,null,null,null,null,null,null,null,null,null,null,null,null,null,null,null,null,null,null,null,null,null,null,null,null,null,null,null,null,null,null,null,null,null,null,null,null,null,null,null,null,null,null,null,null,null,null,null,null,null,0.17899999999999999,59.944332547295843,59.885176908135037,0.17899999999999999,null,0.17899999999999999,0,0.17899999999999999,0,null,null,null,null,null,null,null,null,null,null,null,null,null,null,null,null,null,null,null,null,null,null,null,null,null,5.5555555555555554]
[null,null,null,null,null,null,null,null,null,null,null,null,null,null,null,null,null,null,null,null,null,null,null,null,null,null,null,null,null,null,null,null,null,null,null,null,null,null,null,null,null,null,null,null,null,null,null,null,null,null,null,null,null,0.18,59.944032912904696,59.884585077424795,0.18,null,0.18,0,0.18,0,null,null,null,null,null,null,null,null,null,null,null,null,null,null,null,null,null,null,null,null,null,null,null,null,null,5.5555555555555554]
[null,null,null,null,null,null,null,null,null,null,null,null,null,null,null,null,null,null,null,null,null,null,null,null,null,null,null,null,null,null,null,null,null,null,null,null,null,null,null,null,null,null,null,null,null,null,null,null,null,null,null,null,null,0.18099999999999999,59.943733401593867,59.883993769267519,0.18099999999999999,null,0.18099999999999999,0,0.18099999999999999,0,null,null,null,null,null,null,null,null,null,null,null,null,null,null,null,null,null,null,null,null,null,null,null,null,null,5.5555555555555554]
[null,null,null,null,null,null,null,null,null,null,null,null,null,null,null,null,null,null,null,null,null,null,null,null,null,null,null,null,null,null,null,null,null,null,null,null,null,null,null,null,null,null,null,null,null,null,null,null,null,null,null,null,null,0.182,59.943434013312796,59.883402983201826,0.182,null,0.182,0,0.182,0,null,null,null,null,null,null,null,null,null,null,null,null,null,null,null,null,null,null,null,null,null,null,null,null,null,5.5555555555555554]
[null,null,null,null,null,null,null,null,null,null,null,null,null,null,null,null,null,null,null,null,null,null,null,null,null,null,null,null,null,null,null,null,null,null,null,null,null,null,null,null,null,null,null,null,null,null,null,null,null,null,null,null,null,0.183,59.943134748010955,59.882812718766736,0.183,null,0.183,0,0.183,0,null,null,null,null,null,null,null,null,null,null,null,null,null,null,null,null,null,null,null,null,null,null,null,null,null,5.5555555555555554]
[null,null,null,null,null,null,null,null,null,null,null,null,null,null,null,null,null,null,null,null,null,null,null,null,null,null,null,null,null,null,null,null,null,null,null,null,null,null,null,null,null,null,null,null,null,null,null,null,null,null,null,null,null,0.184,59.942835605637811,59.882222975501676,0.184,null,0.184,0,0.184,0,null,null,null,null,null,null,null,null,null,null,null,null,null,null,null,null,null,null,null,null,null,null,null,null,null,5.5555555555555554]
[null,null,null,null,null,null,null,null,null,null,null,null,null,null,null,null,null,null,null,null,null,null,null,null,null,null,null,null,null,null,null,null,null,null,null,null,null,null,null,null,null,null,null,null,null,null,null,null,null,null,null,null,null,0.185,59.942536586142886,59.881633752946492,0.185,null,0.185,0,0.185,0,null,null,null,null,null,null,null,null,null,null,null,null,null,null,null,null,null,null,null,null,null,null,null,null,null,5.5555555555555554]
[null,null,null,null,null,null,null,null,null,null,null,null,null,null,null,null,null,null,null,null,null,null,null,null,null,null,null,null,null,null,null,null,null,null,null,null,null,null,null,null,null,null,null,null,null,null,null,null,null,null,null,null,null,0.186,59.942237689475697,59.881045050641418,0.186,null,0.186,0,0.186,0,null,null,null,null,null,null,null,null,null,null,null,null,null,null,null,null,null,null,null,null,null,null,null,null,null,5.5555555555555554]
[null,null,null,null,null,null,null,null,null,null,null,null,null,null,null,null,null,null,null,null,null,null,null,null,null,null,null,null,null,null,null,null,null,null,null,null,null,null,null,null,null,null,null,null,null,null,null,null,null,null,null,null,null,0.187,59.941938915585787,59.880456868127105,0.187,null,0.187,0,0.187,0,null,null,null,null,null,null,null,null,null,null,null,null,null,null,null,null,null,null,null,null,null,null,null,null,null,5.5555555555555554]
[null,null,null,null,null,null,null,null,null,null,null,null,null,null,null,null,null,null,null,null,null,null,null,null,null,null,null,null,null,null,null,null,null,null,null,null,null,null,null,null,null,null,null,null,null,null,null,null,null,null,null,null,null,0.188,59.94164026442273,59.879869204944612,0.188,null,0.188,0,0.188,0,null,null,null,null,null,null,null,null,null,null,null,null,null,null,null,null,null,null,null,null,null,null,null,null,null,5.5555555555555554]
[null,null,null,null,null,null,null,null,null,null,null,null,null,null,null,null,null,null,null,null,null,null,null,null,null,null,null,null,null,null,null,null,null,null,null,null,null,null,null,null,null,null,null,null,null,null,null,null,null,null,null,null,null,0.189,59.941341735936113,59.87928206063539,0.189,null,0.189,0,0.189,0,null,null,null,null,null,null,null,null,null,null,null,null,null,null,null,null,null,null,null,null,null,null,null,null,null,5.5555555555555554]
[null,null,null,null,null,null,null,null,null,null,null,null,null,null,null,null,null,null,null,null,null,null,null,null,null,null,null,null,null,null,null,null,null,null,null,null,null,null,null,null,null,null,null,null,null,null,null,null,null,null,null,null,null,0.19,59.941043330075537,59.87869543474131,0.19,null,0.19,0,0.19,0,null,null,null,null,null,null,null,null,null,null,null,null,null,null,null,null,null,null,null,null,null,null,null,null,null,5.5555555555555554]
[null,null,null,null,null,null,null,null,null,null,null,null,null,null,null,null,null,null,null,null,null,null,null,null,null,null,null,null,null,null,null,null,null,null,null,null,null,null,null,null,null,null,null,null,null,null,null,null,null,null,null,null,null,0.191,59.940745046790639,59.878109326804633,0.191,null,0.191,0,0.191,0,null,null,null,null,null,null,null,null,null,null,null,null,null,null,null,null,null,null,null,null,null,null,null,null,null,5.5555555555555554]
[null,null,null,null,null,null,null,null,null,null,null,null,null,null,null,null,null,null,null,null,null,null,null,null,null,null,null,null,null,null,null,null,null,null,null,null,null,null,null,null,null,null,null,null,null,null,null,null,null,null,null,null,null,0.192,59.940446886031069,59.87752373636804,0.192,null,0.192,0,0.192,0,null,null,null,null,null,null,null,null,null,null,null,null,null,null,null,null,null,null,null,null,null,null,null,null,null,5.5555555555555554]
[null,null,null,null,null,null,null,null,null,null,null,null,null,null,null,null,null,null,null,null,null,null,null,null,null,null,null,null,null,null,null,null,null,null,null,null,null,null,null,null,null,null,null,null,null,null,null,null,null,null,null,null,null,0.193,59.940148847746492,59.876938662974602,0.193,null,0.193,0,0.193,0,null,null,null,null,null,null,null,null,null,null,null,null,null,null,null,null,null,null,null,null,null,null,null,null,null,5.5555555555555554]
[null,null,null,null,null,null,null,null,null,null,null,null,null,null,null,null,null,null,null,null,null,null,null,null,null,null,null,null,null,null,null,null,null,null,null,null,null,null,null,null,null,null,null,null,null,null,null,null,null,null,null,null,null,0.19400000000000001,59.939850931886603,59.87635410616781,0.19400000000000001,null,0.19400000000000001,0,0.19400000000000001,0,null,null,null,null,null,null,null,null,null,null,null,null,null,null,null,null,null,null,null,null,null,null,null,null,null,5.5555555555555554]
[null,null,null,null,null,null,null,null,null,null,null,null,null,null,null,null,null,null,null,null,null,null,null,null,null,null,null,null,null,null,null,null,null,null,null,null,null,null,null,null,null,null,null,null,null,null,null,null,null,null,null,null,null,0.19500000000000001,59.939553138401109,59.875770065491537,0.19500000000000001,null,0.19500000000000001,0,0.19500000000000001,0,null,null,null,null,null,null,null,null,null,null,null,null,null,null,null,null,null,null,null,null,null,null,null,null,null,5.5555555555555554]
[null,null,null,null,null,null,null,null,null,null,null,null,null,null,null,null,null,null,null,null,null,null,null,null,null,null,null,null,null,null,null,null,null,null,null,null,null,null,null,null,null,null,null,null,null,null,null,null,null,null,null,null,null,0.19600000000000001,59.939255467239754,59.87518654049007,0.19600000000000001,null,0.19600000000000001,0,0.19600000000000001,0,null,null,null,null,null,null,null,null,null,null,null,null,null,null,null,null,null,null,null,null,null,null,null,null,null,5.5555555555555554]
[null,null,null,null,null,null,null,null,null,null,null,null,null,null,null,null,null,null,null,null,null,null,null,null,null,null,null,null,null,null,null,null,null,null,null,null,null,null,null,null,null,null,null,null,null,null,null,null,null,null,null,null,null,0.19700000000000001,59.938957918352273,59.874603530708093,0.19700000000000001,null,0.19700000000000001,0,0.19700000000000001,0,null,null,null,null,null,null,null,null,null,null,null,null,null,null,null,null,null,null,null,null,null,null,null,null,null,5.5555555555555554]
[null,null,null,null,null,null,null,null,null,null,null,null,null,null,null,null,null,null,null,null,null,null,null,null,null,null,null,null,null,null,null,null,null,null,null,null,null,null,null,null,null,null,null,null,null,null,null,null,null,null,null,null,null,0.19800000000000001,59.938660491688459,59.87402103569071,0.19800000000000001,null,0.19800000000000001,0,0.19800000000000001,0,null,null,null,null,null,null,null,null,null,null,null,null,null,null,null,null,null,null,null,null,null,null,null,null,null,5.5555555555555554]
[null,null,null,null,null,null,null,null,null,null,null,null,null,null,null,null,null,null,null,null,null,null,null,null,null,null,null,null,null,null,null,null,null,null,null,null,null,null,null,null,null,null,null,null,null,null,null,null,null,null,null,null,null,0.19900000000000001,59.938363187198092,59.8734390549834,0.19900000000000001,null,0.19900000000000001,0,0.19900000000000001,0,null,null,null,null,null,null,null,null,null,null,null,null,null,null,null,null,null,null,null,null,null,null,null,null,null,5.5555555555555554]
[null,null,null,null,null,null,null,null,null,null,null,null,null,null,null,null,null,null,null,null,null,null,null,null,null,null,null,null,null,null,null,null,null,null,null,null,null,null,null,null,null,null,null,null,null,null,null,null,null,null,null,null,null,0.2,59.938066004830993,59.872857588132071,0.2,null,0.2,0,0.2,0,null,null,null,null,null,null,null,null,null,null,null,null,null,null,null,null,null,null,null,null,null,null,null,null,null,5.5555555555555554]
[null,null,null,null,null,null,null,null,null,null,null,null,null,null,null,null,null,null,null,null,null,null,null,null,null,null,null,null,null,null,null,null,null,null,null,null,null,null,null,null,null,null,null,null,null,null,null,null,null,null,null,null,null,0.20100000000000001,59.937768944536998,59.872276634682997,0.20100000000000001,null,0.20100000000000001,0,0.20100000000000001,0,null,null,null,null,null,null,null,null,null,null,null,null,null,null,null,null,null,null,null,null,null,null,null,null,null,5.5555555555555554]
[null,null,null,null,null,null,null,null,null,null,null,null,null,null,null,null,null,null,null,null,null,null,null,null,null,null,null,null,null,null,null,null,null,null,null,null,null,null,null,null,null,null,null,null,null,null,null,null,null,null,null,null,null,0.20200000000000001,59.937472006265963,59.871696194182888,0.20200000000000001,null,0.20200000000000001,0,0.20200000000000001,0,null,null,null,null,null,null,null,null,null,null,null,null,null,null,null,null,null,null,null,null,null,null,null,null,null,5.5555555555555554]
[null,null,null,null,null,null,null,null,null,null,null,null,null,null,null,null,null,null,null,null,null,null,null,null,null,null,null,null,null,null,null,null,null,null,null,null,null,null,null,null,null,null,null,null,null,null,null,null,null,null,null,null,null,0.20300000000000001,59.937175189967768,59.871116266178838,0.20300000000000001,null,0.20300000000000001,0,0.20300000000000001,0,null,null,null,null,null,null,null,null,null,null,null,null,null,null,null,null,null,null,null,null,null,null,null,null,null,5.5555555555555554]
[null,null,null,null,null,null,null,null,null,null,null,null,null,null,null,null,null,null,null,null,null,null,null,null,null,null,null,null,null,null,null,null,null,null,null,null,null,null,null,null,null,null,null,null,null,null,null,null,null,null,null,null,null,0.20400000000000001,59.936878495592303,59.870536850218336,0.20400000000000001,null,0.20400000000000001,0,0.20400000000000001,0,null,null,null,null,null,null,null,null,null,null,null,null,null,null,null,null,null,null,null,null,null,null,null,null,null,5.5555555555555554]
[null,null,null,null,null,null,null,null,null,null,null,null,null,null,null,null,null,null,null,null,null,null,null,null,null,null,null,null,null,null,null,null,null,null,null,null,null,null,null,null,null,null,null,null,null,null,null,null,null,null,null,null,null,0.20500000000000002,59.936581923089484,59.869957945849279,0.20500000000000002,null,0.20500000000000002,0,0.20500000000000002,0,null,null,null,null,null,null,null,null,null,null,null,null,null,null,null,null,null,null,null,null,null,null,null,null,null,5.5555555555555554]
[null,null,null,null,null,null,null,null,null,null,null,null,null,null,null,null,null,null,null,null,null,null,null,null,null,null,null,null,null,null,null,null,null,null,null,null,null,null,null,null,null,null,null,null,null,null,null,null,null,null,null,null,null,0.20600000000000002,59.93628547240926,59.869379552619961,0.20600000000000002,null,0.20600000000000002,0,0.20600000000000002,0,null,null,null,null,null,null,null,null,null,null,null,null,null,null,null,null,null,null,null,null,null,null,null,null,null,5.5555555555555554]
[null,null,null,null,null,null,null,null,null,null,null,null,null,null,null,null,null,null,null,null,null,null,null,null,null,null,null,null,null,null,null,null,null,null,null,null,null,null,null,null,null,null,null,null,null,null,null,null,null,null,null,null,null,0.20700000000000002,59.935989143501587,59.86880167007908,0.20700000000000002,null,0.20700000000000002,0,0.20700000000000002,0,null,null,null,null,null,null,null,null,null,null,null,null,null,null,null,null,null,null,null,null,null,null,null,null,null,5.5555555555555554]
[null,null,null,null,null,null,null,null,null,null,null,null,null,null,null,null,null,null,null,null,null,null,null,null,null,null,null,null,null,null,null,null,null,null,null,null,null,null,null,null,null,null,null,null,null,null,null,null,null,null,null,null,null,0.20800000000000002,59.935692936316443,59.868224297775718,0.20800000000000002,null,0.20800000000000002,0,0.20800000000000002,0,null,null,null,null,null,null,null,null,null,null,null,null,null,null,null,null,null,null,null,null,null,null,null,null,null,5.5555555555555554]
[null,null,null,null,null,null,null,null,null,null,null,null,null,null,null,null,null,null,null,null,null,null,null,null,null,null,null,null,null,null,null,null,null,null,null,null,null,null,null,null,null,null,null,null,null,null,null,null,null,null,null,null,null,0.20899999999999999,59.935396850803826,59.867647435259364,0.20899999999999999,null,0.20899999999999999,0,0.20899999999999999,0,null,null,null,null,null,null,null,null,null,null,null,null,null,null,null,null,null,null,null,null,null,null,null,null,null,5.5555555555555554]
[null,null,null,null,null,null,null,null,null,null,null,null,null,null,null,null,null,null,null,null,null,null,null,null,null,null,null,null,null,null,null,null,null,null,null,null,null,null,null,null,null,null,null,null,null,null,null,null,null,null,null,null,null,0.21,59.935100886913759,59.867071082079917,0.21,null,0.21,0,0.21,0,null,null,null,null,null,null,null,null,null,null,null,null,null,null,null,null,null,null,null,null,null,null,null,null,null,5.5555555555555554]
[null,null,null,null,null,null,null,null,null,null,null,null,null,null,null,null,null,null,null,null,null,null,null,null,null,null,null,null,null,null,null,null,null,null,null,null,null,null,null,null,null,null,null,null,null,null,null,null,null,null,null,null,null,0.21099999999999999,59.934805044596281,59.866495237787653,0.21099999999999999,null,0.21099999999999999,0,0.21099999999999999,0,null,null,null,null,null,null,null,null,null,null,null,null,null,null,null,null,null,null,null,null,null,null,null,null,null,5.5555555555555554]
[null,null,null,null,null,null,null,null,null,null,null,null,null,null,null,null,null,null,null,null,null,null,null,null,null,null,null,null,null,null,null,null,null,null,null,null,null,null,null,null,null,null,null,null,null,null,null,null,null,null,null,null,null,0.21199999999999999,59.934509323801464,59.865919901933246,0.21199999999999999,null,0.21199999999999999,0,0.21199999999999999,0,null,null,null,null,null,null,null,null,null,null,null,null,null,null,null,null,null,null,null,null,null,null,null,null,null,5.5555555555555554]
[null,null,null,null,null,null,null,null,null,null,null,null,null,null,null,null,null,null,null,null,null,null,null,null,null,null,null,null,null,null,null,null,null,null,null,null,null,null,null,null,null,null,null,null,null,null,null,null,null,null,null,null,null,0.21299999999999999,59.934213724479378,59.86534507406779,0.21299999999999999,null,0.21299999999999999,0,0.21299999999999999,0,null,null,null,null,null,null,null,null,null,null,null,null,null,null,null,null,null,null,null,null,null,null,null,null,null,5.5555555555555554]
[null,null,null,null,null,null,null,null,null,null,null,null,null,null,null,null,null,null,null,null,null,null,null,null,null,null,null,null,null,null,null,null,null,null,null,null,null,null,null,null,null,null,null,null,null,null,null,null,null,null,null,null,null,0.214,59.933918246580127,59.864770753742754,0.214,null,0.214,0,0.214,0,null,null,null,null,null,null,null,null,null,null,null,null,null,null,null,null,null,null,null,null,null,null,null,null,null,5.5555555555555554]
[null,null,null,null,null,null,null,null,null,null,null,null,null,null,null,null,null,null,null,null,null,null,null,null,null,null,null,null,null,null,null,null,null,null,null,null,null,null,null,null,null,null,null,null,null,null,null,null,null,null,null,null,null,0.215,59.93362289005384,59.864196940509999,0.215,null,0.215,0,0.215,0,null,null,null,null,null,null,null,null,null,null,null,null,null,null,null,null,null,null,null,null,null,null,null,null,null,5.5555555555555554]
[null,null,null,null,null,null,null,null,null,null,null,null,null,null,null,null,null,null,null,null,null,null,null,null,null,null,null,null,null,null,null,null,null,null,null,null,null,null,null,null,null,null,null,null,null,null,null,null,null,null,null,null,null,0.216,59.933327654850657,59.863623633921804,0.216,null,0.216,0,0.216,0,null,null,null,null,null,null,null,null,null,null,null,null,null,null,null,null,null,null,null,null,null,null,null,null,null,5.5555555555555554]
[null,null,null,null,null,null,null,null,null,null,null,null,null,null,null,null,null,null,null,null,null,null,null,null,null,null,null,null,null,null,null,null,null,null,null,null,null,null,null,null,null,null,null,null,null,null,null,null,null,null,null,null,null,0.217,59.933032540920749,59.863050833530821,0.217,null,0.217,0,0.217,0,null,null,null,null,null,null,null,null,null,null,null,null,null,null,null,null,null,null,null,null,null,null,null,null,null,5.5555555555555554]
[null,null,null,null,null,null,null,null,null,null,null,null,null,null,null,null,null,null,null,null,null,null,null,null,null,null,null,null,null,null,null,null,null,null,null,null,null,null,null,null,null,null,null,null,null,null,null,null,null,null,null,null,null,0.218,59.932737548214291,59.862478538890109,0.218,null,0.218,0,0.218,0,null,null,null,null,null,null,null,null,null,null,null,null,null,null,null,null,null,null,null,null,null,null,null,null,null,5.5555555555555554]
[null,null,null,null,null,null,null,null,null,null,null,null,null,null,null,null,null,null,null,null,null,null,null,null,null,null,null,null,null,null,null,null,null,null,null,null,null,null,null,null,null,null,null,null,null,null,null,null,null,null,null,null,null,0.219,59.932442676681497,59.861906749553128,0.219,null,0.219,0,0.219,0,null,null,null,null,null,null,null,null,null,null,null,null,null,null,null,null,null,null,null,null,null,null,null,null,null,5.5555555555555554]
[null,null,null,null,null,null,null,null,null,null,null,null,null,null,null,null,null,null,null,null,null,null,null,null,null,null,null,null,null,null,null,null,null,null,null,null,null,null,null,null,null,null,null,null,null,null,null,null,null,null,null,null,null,0.22,59.932147926272584,59.861335465073715,0.22,null,0.22,0,0.22,0,null,null,null,null,null,null,null,null,null,null,null,null,null,null,null,null,null,null,null,null,null,null,null,null,null,5.5555555555555554]
[null,null,null,null,null,null,null,null,null,null,null,null,null,null,null,null,null,null,null,null,null,null,null,null,null,null,null,null,null,null,null,null,null,null,null,null,null,null,null,null,null,null,null,null,null,null,null,null,null,null,null,null,null,0.221,59.93185329693781,59.860764685006103,0.221,null,0.221,0,0.221,0,null,null,null,null,null,null,null,null,null,null,null,null,null,null,null,null,null,null,null,null,null,null,null,null,null,5.5555555555555554]
[null,null,null,null,null,null,null,null,null,null,null,null,null,null,null,null,null,null,null,null,null,null,null,null,null,null,null,null,null,null,null,null,null,null,null,null,null,null,null,null,null,null,null,null,null,null,null,null,null,null,null,null,null,0.222,59.931558788627427,59.860194408904938,0.222,null,0.222,0,0.222,0,null,null,null,null,null,null,null,null,null,null,null,null,null,null,null,null,null,null,null,null,null,null,null,null,null,5.5555555555555554]
[null,null,null,null,null,null,null,null,null,null,null,null,null,null,null,null,null,null,null,null,null,null,null,null,null,null,null,null,null,null,null,null,null,null,null,null,null,null,null,null,null,null,null,null,null,null,null,null,null,null,null,null,null,0.223,59.931264401291727,59.859624636325243,0.223,null,0.223,0,0.223,0,null,null,null,null,null,null,null,null,null,null,null,null,null,null,null,null,null,null,null,null,null,null,null,null,null,5.5555555555555554]
[null,null,null,null,null,null,null,null,null,null,null,null,null,null,null,null,null,null,null,null,null,null,null,null,null,null,null,null,null,null,null,null,null,null,null,null,null,null,null,null,null,null,null,null,null,null,null,null,null,null,null,null,null,0.224,59.930970134881029,59.859055366822432,0.224,null,0.224,0,0.224,0,null,null,null,null,null,null,null,null,null,null,null,null,null,null,null,null,null,null,null,null,null,null,null,null,null,5.5555555555555554]
[null,null,null,null,null,null,null,null,null,null,null,null,null,null,null,null,null,null,null,null,null,null,null,null,null,null,null,null,null,null,null,null,null,null,null,null,null,null,null,null,null,null,null,null,null,null,null,null,null,null,null,null,null,0.22500000000000001,59.930675989345644,59.858486599952322,0.22500000000000001,null,0.22500000000000001,0,0.22500000000000001,0,null,null,null,null,null,null,null,null,null,null,null,null,null,null,null,null,null,null,null,null,null,null,null,null,null,5.5555555555555554]
[null,null,null,null,null,null,null,null,null,null,null,null,null,null,null,null,null,null,null,null,null,null,null,null,null,null,null,null,null,null,null,null,null,null,null,null,null,null,null,null,null,null,null,null,null,null,null,null,null,null,null,null,null,0.22600000000000001,59.930381964635927,59.857918335271115,0.22600000000000001,null,0.22600000000000001,0,0.22600000000000001,0,null,null,null,null,null,null,null,null,null,null,null,null,null,null,null,null,null,null,null,null,null,null,null,null,null,5.5555555555555554]
[null,null,null,null,null,null,null,null,null,null,null,null,null,null,null,null,null,null,null,null,null,null,null,null,null,null,null,null,null,null,null,null,null,null,null,null,null,null,null,null,null,null,null,null,null,null,null,null,null,null,null,null,null,0.22700000000000001,59.930088060702253,59.857350572335406,0.22700000000000001,null,0.22700000000000001,0,0.22700000000000001,0,null,null,null,null,null,null,null,null,null,null,null,null,null,null,null,null,null,null,null,null,null,null,null,null,null,5.5555555555555554]
[null,null,null,null,null,null,null,null,null,null,null,null,null,null,null,null,null,null,null,null,null,null,null,null,null,null,null,null,null,null,null,null,null,null,null,null,null,null,null,null,null,null,null,null,null,null,null,null,null,null,null,null,null,0.22800000000000001,59.929794277495006,59.856783310702184,0.22800000000000001,null,0.22800000000000001,0,0.22800000000000001,0,null,null,null,null,null,null,null,null,null,null,null,null,null,null,null,null,null,null,null,null,null,null,null,null,null,5.5555555555555554]
[null,null,null,null,null,null,null,null,null,null,null,null,null,null,null,null,null,null,null,null,null,null,null,null,null,null,null,null,null,null,null,null,null,null,null,null,null,null,null,null,null,null,null,null,null,null,null,null,null,null,null,null,null,0.22900000000000001,59.929500614964589,59.856216549928817,0.22900000000000001,null,0.22900000000000001,0,0.22900000000000001,0,null,null,null,null,null,null,null,null,null,null,null,null,null,null,null,null,null,null,null,null,null,null,null,null,null,5.5555555555555554]
[null,null,null,null,null,null,null,null,null,null,null,null,null,null,null,null,null,null,null,null,null,null,null,null,null,null,null,null,null,null,null,null,null,null,null,null,null,null,null,null,null,null,null,null,null,null,null,null,null,null,null,null,null,0.23,59.929207073061441,59.855650289573092,0.23,null,0.23,0,0.23,0,null,null,null,null,null,null,null,null,null,null,null,null,null,null,null,null,null,null,null,null,null,null,null,null,null,5.5555555555555554]
[null,null,null,null,null,null,null,null,null,null,null,null,null,null,null,null,null,null,null,null,null,null,null,null,null,null,null,null,null,null,null,null,null,null,null,null,null,null,null,null,null,null,null,null,null,null,null,null,null,null,null,null,null,0.23100000000000001,59.928913651736011,59.855084529193157,0.23100000000000001,null,0.23100000000000001,0,0.23100000000000001,0,null,null,null,null,null,null,null,null,null,null,null,null,null,null,null,null,null,null,null,null,null,null,null,null,null,5.5555555555555554]
[null,null,null,null,null,null,null,null,null,null,null,null,null,null,null,null,null,null,null,null,null,null,null,null,null,null,null,null,null,null,null,null,null,null,null,null,null,null,null,null,null,null,null,null,null,null,null,null,null,null,null,null,null,0.23200000000000001,59.928620350938765,59.854519268347559,0.23200000000000001,null,0.23200000000000001,0,0.23200000000000001,0,null,null,null,null,null,null,null,null,null,null,null,null,null,null,null,null,null,null,null,null,null,null,null,null,null,5.5555555555555554]
[null,null,null,null,null,null,null,null,null,null,null,null,null,null,null,null,null,null,null,null,null,null,null,null,null,null,null,null,null,null,null,null,null,null,null,null,null,null,null,null,null,null,null,null,null,null,null,null,null,null,null,null,null,0.23300000000000001,59.928327170620193,59.853954506595251,0.23300000000000001,null,0.23300000000000001,0,0.23300000000000001,0,null,null,null,null,null,null,null,null,null,null,null,null,null,null,null,null,null,null,null,null,null,null,null,null,null,5.5555555555555554]
[null,null,null,null,null,null,null,null,null,null,null,null,null,null,null,null,null,null,null,null,null,null,null,null,null,null,null,null,null,null,null,null,null,null,null,null,null,null,null,null,null,null,null,null,null,null,null,null,null,null,null,null,null,0.23400000000000001,59.928034110730813,59.853390243495546,0.23400000000000001,null,0.23400000000000001,0,0.23400000000000001,0,null,null,null,null,null,null,null,null,null,null,null,null,null,null,null,null,null,null,null,null,null,null,null,null,null,5.5555555555555554]
[null,null,null,null,null,null,null,null,null,null,null,null,null,null,null,null,null,null,null,null,null,null,null,null,null,null,null,null,null,null,null,null,null,null,null,null,null,null,null,null,null,null,null,null,null,null,null,null,null,null,null,null,null,0.23500000000000001,59.92774117122115,59.852826478608179,0.23500000000000001,null,0.23500000000000001,0,0.23500000000000001,0,null,null,null,null,null,null,null,null,null,null,null,null,null,null,null,null,null,null,null,null,null,null,null,null,null,5.5555555555555554]
[null,null,null,null,null,null,null,null,null,null,null,null,null,null,null,null,null,null,null,null,null,null,null,null,null,null,null,null,null,null,null,null,null,null,null,null,null,null,null,null,null,null,null,null,null,null,null,null,null,null,null,null,null,0.23600000000000002,59.927448352041765,59.852263211493238,0.23600000000000002,null,0.23600000000000002,0,0.23600000000000002,0,null,null,null,null,null,null,null,null,null,null,null,null,null,null,null,null,null,null,null,null,null,null,null,null,null,5.5555555555555554]
[null,null,null,null,null,null,null,null,null,null,null,null,null,null,null,null,null,null,null,null,null,null,null,null,null,null,null,null,null,null,null,null,null,null,null,null,null,null,null,null,null,null,null,null,null,null,null,null,null,null,null,null,null,0.23700000000000002,59.927155653143217,59.85170044171123,0.23700000000000002,null,0.23700000000000002,0,0.23700000000000002,0,null,null,null,null,null,null,null,null,null,null,null,null,null,null,null,null,null,null,null,null,null,null,null,null,null,5.5555555555555554]
[null,null,null,null,null,null,null,null,null,null,null,null,null,null,null,null,null,null,null,null,null,null,null,null,null,null,null,null,null,null,null,null,null,null,null,null,null,null,null,null,null,null,null,null,null,null,null,null,null,null,null,null,null,0.23800000000000002,59.92686307447611,59.851138168823034,0.23800000000000002,null,0.23800000000000002,0,0.23800000000000002,0,null,null,null,null,null,null,null,null,null,null,null,null,null,null,null,null,null,null,null,null,null,null,null,null,null,5.5555555555555554]
[null,null,null,null,null,null,null,null,null,null,null,null,null,null,null,null,null,null,null,null,null,null,null,null,null,null,null,null,null,null,null,null,null,null,null,null,null,null,null,null,null,null,null,null,null,null,null,null,null,null,null,null,null,0.23900000000000002,59.926570615991047,59.850576392389932,0.23900000000000002,null,0.23900000000000002,0,0.23900000000000002,0,null,null,null,null,null,null,null,null,null,null,null,null,null,null,null,null,null,null,null,null,null,null,null,null,null,5.5555555555555554]
[null,null,null,null,null,null,null,null,null,null,null,null,null,null,null,null,null,null,null,null,null,null,null,null,null,null,null,null,null,null,null,null,null,null,null,null,null,null,null,null,null,null,null,null,null,null,null,null,null,null,null,null,null,0.24,59.926278277638673,59.850015111973562,0.24,null,0.24,0,0.24,0,null,null,null,null,null,null,null,null,null,null,null,null,null,null,null,null,null,null,null,null,null,null,null,null,null,5.5555555555555554]
[null,null,null,null,null,null,null,null,null,null,null,null,null,null,null,null,null,null,null,null,null,null,null,null,null,null,null,null,null,null,null,null,null,null,null,null,null,null,null,null,null,null,null,null,null,null,null,null,null,null,null,null,null,0.24099999999999999,59.925986059369627,59.849454327135987,0.24099999999999999,null,0.24099999999999999,0,0.24099999999999999,0,null,null,null,null,null,null,null,null,null,null,null,null,null,null,null,null,null,null,null,null,null,null,null,null,null,5.5555555555555554]
[null,null,null,null,null,null,null,null,null,null,null,null,null,null,null,null,null,null,null,null,null,null,null,null,null,null,null,null,null,null,null,null,null,null,null,null,null,null,null,null,null,null,null,null,null,null,null,null,null,null,null,null,null,0.24199999999999999,59.925693961134591,59.848894037439628,0.24199999999999999,null,0.24199999999999999,0,0.24199999999999999,0,null,null,null,null,null,null,null,null,null,null,null,null,null,null,null,null,null,null,null,null,null,null,null,null,null,5.5555555555555554]
[null,null,null,null,null,null,null,null,null,null,null,null,null,null,null,null,null,null,null,null,null,null,null,null,null,null,null,null,null,null,null,null,null,null,null,null,null,null,null,null,null,null,null,null,null,null,null,null,null,null,null,null,null,0.24299999999999999,59.92540198288426,59.848334242447308,0.24299999999999999,null,0.24299999999999999,0,0.24299999999999999,0,null,null,null,null,null,null,null,null,null,null,null,null,null,null,null,null,null,null,null,null,null,null,null,null,null,5.5555555555555554]
[null,null,null,null,null,null,null,null,null,null,null,null,null,null,null,null,null,null,null,null,null,null,null,null,null,null,null,null,null,null,null,null,null,null,null,null,null,null,null,null,null,null,null,null,null,null,null,null,null,null,null,null,null,0.24399999999999999,59.925110124569343,59.847774941722236,0.24399999999999999,null,0.24399999999999999,0,0.24399999999999999,0,null,null,null,null,null,null,null,null,null,null,null,null,null,null,null,null,null,null,null,null,null,null,null,null,null,5.5555555555555554]
[null,null,null,null,null,null,null,null,null,null,null,null,null,null,null,null,null,null,null,null,null,null,null,null,null,null,null,null,null,null,null,null,null,null,null,null,null,null,null,null,null,null,null,null,null,null,null,null,null,null,null,null,null,0.245,59.924818386140579,59.847216134827988,0.245,null,0.245,0,0.245,0,null,null,null,null,null,null,null,null,null,null,null,null,null,null,null,null,null,null,null,null,null,null,null,null,null,5.5555555555555554]
[null,null,null,null,null,null,null,null,null,null,null,null,null,null,null,null,null,null,null,null,null,null,null,null,null,null,null,null,null,null,null,null,null,null,null,null,null,null,null,null,null,null,null,null,null,null,null,null,null,null,null,null,null,0.246,59.924526767548727,59.846657821328556,0.246,null,0.246,0,0.246,0,null,null,null,null,null,null,null,null,null,null,null,null,null,null,null,null,null,null,null,null,null,null,null,null,null,5.5555555555555554]
[null,null,null,null,null,null,null,null,null,null,null,null,null,null,null,null,null,null,null,null,null,null,null,null,null,null,null,null,null,null,null,null,null,null,null,null,null,null,null,null,null,null,null,null,null,null,null,null,null,null,null,null,null,0.247,59.924235268744546,59.84610000078829,0.247,null,0.247,0,0.247,0,null,null,null,null,null,null,null,null,null,null,null,null,null,null,null,null,null,null,null,null,null,null,null,null,null,5.5555555555555554]
[null,null,null,null,null,null,null,null,null,null,null,null,null,null,null,null,null,null,null,null,null,null,null,null,null,null,null,null,null,null,null,null,null,null,null,null,null,null,null,null,null,null,null,null,null,null,null,null,null,null,null,null,null,0.248,59.923943889678846,59.845542672771941,0.248,null,0.248,0,0.248,0,null,null,null,null,null,null,null,null,null,null,null,null,null,null,null,null,null,null,null,null,null,null,null,null,null,5.5555555555555554]
[null,null,null,null,null,null,null,null,null,null,null,null,null,null,null,null,null,null,null,null,null,null,null,null,null,null,null,null,null,null,null,null,null,null,null,null,null,null,null,null,null,null,null,null,null,null,null,null,null,null,null,null,null,0.249,59.923652630302435,59.844985836844629,0.249,null,0.249,0,0.249,0,null,null,null,null,null,null,null,null,null,null,null,null,null,null,null,null,null,null,null,null,null,null,null,null,null,5.5555555555555554]
[null,null,null,null,null,null,null,null,null,null,null,null,null,null,null,null,null,null,null,null,null,null,null,null,null,null,null,null,null,null,null,null,null,null,null,null,null,null,null,null,null,null,null,null,null,null,null,null,null,null,null,null,null,0.25,59.923361490566144,59.844429492571884,0.25,null,0.25,0,0.25,0,null,null,null,null,null,null,null,null,null,null,null,null,null,null,null,null,null,null,null,null,null,null,null,null,null,5.5555555555555554]
[null,null,null,null,null,null,null,null,null,null,null,null,null,null,null,null,null,null,null,null,null,null,null,null,null,null,null,null,null,null,null,null,null,null,null,null,null,null,null,null,null,null,null,null,null,null,null,null,null,null,null,null,null,0.251,59.923070470420846,59.843873639519579,0.251,null,0.251,0,0.251,0,null,null,null,null,null,null,null,null,null,null,null,null,null,null,null,null,null,null,null,null,null,null,null,null,null,5.5555555555555554]
[null,null,null,null,null,null,null,null,null,null,null,null,null,null,null,null,null,null,null,null,null,null,null,null,null,null,null,null,null,null,null,null,null,null,null,null,null,null,null,null,null,null,null,null,null,null,null,null,null,null,null,null,null,0.252,59.922779569817401,59.843318277254014,0.252,null,0.252,0,0.252,0,null,null,null,null,null,null,null,null,null,null,null,null,null,null,null,null,null,null,null,null,null,null,null,null,null,5.5555555555555554]
[null,null,null,null,null,null,null,null,null,null,null,null,null,null,null,null,null,null,null,null,null,null,null,null,null,null,null,null,null,null,null,null,null,null,null,null,null,null,null,null,null,null,null,null,null,null,null,null,null,null,null,null,null,0.253,59.922488788706708,59.842763405341849,0.253,null,0.253,0,0.253,0,null,null,null,null,null,null,null,null,null,null,null,null,null,null,null,null,null,null,null,null,null,null,null,null,null,5.5555555555555554]
[null,null,null,null,null,null,null,null,null,null,null,null,null,null,null,null,null,null,null,null,null,null,null,null,null,null,null,null,null,null,null,null,null,null,null,null,null,null,null,null,null,null,null,null,null,null,null,null,null,null,null,null,null,0.254,59.922198127039685,59.842209023350122,0.254,null,0.254,0,0.254,0,null,null,null,null,null,null,null,null,null,null,null,null,null,null,null,null,null,null,null,null,null,null,null,null,null,5.5555555555555554]
[null,null,null,null,null,null,null,null,null,null,null,null,null,null,null,null,null,null,null,null,null,null,null,null,null,null,null,null,null,null,null,null,null,null,null,null,null,null,null,null,null,null,null,null,null,null,null,null,null,null,null,null,null,0.255,59.921907584767268,59.841655130846263,0.255,null,0.255,0,0.255,0,null,null,null,null,null,null,null,null,null,null,null,null,null,null,null,null,null,null,null,null,null,null,null,null,null,5.5555555555555554]
[null,null,null,null,null,null,null,null,null,null,null,null,null,null,null,null,null,null,null,null,null,null,null,null,null,null,null,null,null,null,null,null,null,null,null,null,null,null,null,null,null,null,null,null,null,null,null,null,null,null,null,null,null,0.25600000000000001,59.921617161840409,59.84110172739809,0.25600000000000001,null,0.25600000000000001,0,0.25600000000000001,0,null,null,null,null,null,null,null,null,null,null,null,null,null,null,null,null,null,null,null,null,null,null,null,null,null,5.5555555555555554]
[null,null,null,null,null,null,null,null,null,null,null,null,null,null,null,null,null,null,null,null,null,null,null,null,null,null,null,null,null,null,null,null,null,null,null,null,null,null,null,null,null,null,null,null,null,null,null,null,null,null,null,null,null,0.25700000000000001,59.921326858210094,59.840548812573786,0.25700000000000001,null,0.25700000000000001,0,0.25700000000000001,0,null,null,null,null,null,null,null,null,null,null,null,null,null,null,null,null,null,null,null,null,null,null,null,null,null,5.5555555555555554]
[null,null,null,null,null,null,null,null,null,null,null,null,null,null,null,null,null,null,null,null,null,null,null,null,null,null,null,null,null,null,null,null,null,null,null,null,null,null,null,null,null,null,null,null,null,null,null,null,null,null,null,null,null,0.25800000000000001,59.921036673827317,59.83999638594193,0.25800000000000001,null,0.25800000000000001,0,0.25800000000000001,0,null,null,null,null,null,null,null,null,null,null,null,null,null,null,null,null,null,null,null,null,null,null,null,null,null,5.5555555555555554]
[null,null,null,null,null,null,null,null,null,null,null,null,null,null,null,null,null,null,null,null,null,null,null,null,null,null,null,null,null,null,null,null,null,null,null,null,null,null,null,null,null,null,null,null,null,null,null,null,null,null,null,null,null,0.25900000000000001,59.920746608643093,59.839444447071465,0.25900000000000001,null,0.25900000000000001,0,0.25900000000000001,0,null,null,null,null,null,null,null,null,null,null,null,null,null,null,null,null,null,null,null,null,null,null,null,null,null,5.5555555555555554]
[null,null,null,null,null,null,null,null,null,null,null,null,null,null,null,null,null,null,null,null,null,null,null,null,null,null,null,null,null,null,null,null,null,null,null,null,null,null,null,null,null,null,null,null,null,null,null,null,null,null,null,null,null,0.26,59.920456662608451,59.838892995531737,0.26,null,0.26,0,0.26,0,null,null,null,null,null,null,null,null,null,null,null,null,null,null,null,null,null,null,null,null,null,null,null,null,null,5.5555555555555554]
[null,null,null,null,null,null,null,null,null,null,null,null,null,null,null,null,null,null,null,null,null,null,null,null,null,null,null,null,null,null,null,null,null,null,null,null,null,null,null,null,null,null,null,null,null,null,null,null,null,null,null,null,null,0.26100000000000001,59.920166835674465,59.838342030892463,0.26100000000000001,null,0.26100000000000001,0,0.26100000000000001,0,null,null,null,null,null,null,null,null,null,null,null,null,null,null,null,null,null,null,null,null,null,null,null,null,null,5.5555555555555554]
[null,null,null,null,null,null,null,null,null,null,null,null,null,null,null,null,null,null,null,null,null,null,null,null,null,null,null,null,null,null,null,null,null,null,null,null,null,null,null,null,null,null,null,null,null,null,null,null,null,null,null,null,null,0.26200000000000001,59.919877127792198,59.837791552723722,0.26200000000000001,null,0.26200000000000001,0,0.26200000000000001,0,null,null,null,null,null,null,null,null,null,null,null,null,null,null,null,null,null,null,null,null,null,null,null,null,null,5.5555555555555554]
[null,null,null,null,null,null,null,null,null,null,null,null,null,null,null,null,null,null,null,null,null,null,null,null,null,null,null,null,null,null,null,null,null,null,null,null,null,null,null,null,null,null,null,null,null,null,null,null,null,null,null,null,null,0.26300000000000001,59.919587538912751,59.837241560595999,0.26300000000000001,null,0.26300000000000001,0,0.26300000000000001,0,null,null,null,null,null,null,null,null,null,null,null,null,null,null,null,null,null,null,null,null,null,null,null,null,null,5.5555555555555554]
[null,null,null,null,null,null,null,null,null,null,null,null,null,null,null,null,null,null,null,null,null,null,null,null,null,null,null,null,null,null,null,null,null,null,null,null,null,null,null,null,null,null,null,null,null,null,null,null,null,null,null,null,null,0.26400000000000001,59.919298068987246,59.836692054080146,0.26400000000000001,null,0.26400000000000001,0,0.26400000000000001,0,null,null,null,null,null,null,null,null,null,null,null,null,null,null,null,null,null,null,null,null,null,null,null,null,null,5.5555555555555554]
[null,null,null,null,null,null,null,null,null,null,null,null,null,null,null,null,null,null,null,null,null,null,null,null,null,null,null,null,null,null,null,null,null,null,null,null,null,null,null,null,null,null,null,null,null,null,null,null,null,null,null,null,null,0.26500000000000001,59.919008717966818,59.836143032747394,0.26500000000000001,null,0.26500000000000001,0,0.26500000000000001,0,null,null,null,null,null,null,null,null,null,null,null,null,null,null,null,null,null,null,null,null,null,null,null,null,null,5.5555555555555554]
[null,null,null,null,null,null,null,null,null,null,null,null,null,null,null,null,null,null,null,null,null,null,null,null,null,null,null,null,null,null,null,null,null,null,null,null,null,null,null,null,null,null,null,null,null,null,null,null,null,null,null,null,null,0.26600000000000001,59.918719485802626,59.835594496169357,0.26600000000000001,null,0.26600000000000001,0,0.26600000000000001,0,null,null,null,null,null,null,null,null,null,null,null,null,null,null,null,null,null,null,null,null,null,null,null,null,null,5.5555555555555554]
[null,null,null,null,null,null,null,null,null,null,null,null,null,null,null,null,null,null,null,null,null,null,null,null,null,null,null,null,null,null,null,null,null,null,null,null,null,null,null,null,null,null,null,null,null,null,null,null,null,null,null,null,null,0.26700000000000002,59.91843037244584,59.835046443918017,0.26700000000000002,null,0.26700000000000002,0,0.26700000000000002,0,null,null,null,null,null,null,null,null,null,null,null,null,null,null,null,null,null,null,null,null,null,null,null,null,null,5.5555555555555554]
[null,null,null,null,null,null,null,null,null,null,null,null,null,null,null,null,null,null,null,null,null,null,null,null,null,null,null,null,null,null,null,null,null,null,null,null,null,null,null,null,null,null,null,null,null,null,null,null,null,null,null,null,null,0.26800000000000002,59.918141377847668,59.83449887556575,0.26800000000000002,null,0.26800000000000002,0,0.26800000000000002,0,null,null,null,null,null,null,null,null,null,null,null,null,null,null,null,null,null,null,null,null,null,null,null,null,null,5.5555555555555554]
[null,null,null,null,null,null,null,null,null,null,null,null,null,null,null,null,null,null,null,null,null,null,null,null,null,null,null,null,null,null,null,null,null,null,null,null,null,null,null,null,null,null,null,null,null,null,null,null,null,null,null,null,null,0.26900000000000002,59.917852501959324,59.83395179068529,0.26900000000000002,null,0.26900000000000002,0,0.26900000000000002,0,null,null,null,null,null,null,null,null,null,null,null,null,null,null,null,null,null,null,null,null,null,null,null,null,null,5.5555555555555554]
[null,null,null,null,null,null,null,null,null,null,null,null,null,null,null,null,null,null,null,null,null,null,null,null,null,null,null,null,null,null,null,null,null,null,null,null,null,null,null,null,null,null,null,null,null,null,null,null,null,null,null,null,null,0.27,59.917563744732036,59.833405188849774,0.27,null,0.27,0,0.27,0,null,null,null,null,null,null,null,null,null,null,null,null,null,null,null,null,null,null,null,null,null,null,null,null,null,5.5555555555555554]
[null,null,null,null,null,null,null,null,null,null,null,null,null,null,null,null,null,null,null,null,null,null,null,null,null,null,null,null,null,null,null,null,null,null,null,null,null,null,null,null,null,null,null,null,null,null,null,null,null,null,null,null,null,0.27100000000000002,59.917275106117081,59.832859069632683,0.27100000000000002,null,0.27100000000000002,0,0.27100000000000002,0,null,null,null,null,null,null,null,null,null,null,null,null,null,null,null,null,null,null,null,null,null,null,null,null,null,5.5555555555555554]
[null,null,null,null,null,null,null,null,null,null,null,null,null,null,null,null,null,null,null,null,null,null,null,null,null,null,null,null,null,null,null,null,null,null,null,null,null,null,null,null,null,null,null,null,null,null,null,null,null,null,null,null,null,0.27200000000000002,59.916986586065718,59.832313432607904,0.27200000000000002,null,0.27200000000000002,0,0.27200000000000002,0,null,null,null,null,null,null,null,null,null,null,null,null,null,null,null,null,null,null,null,null,null,null,null,null,null,5.5555555555555554]
[null,null,null,null,null,null,null,null,null,null,null,null,null,null,null,null,null,null,null,null,null,null,null,null,null,null,null,null,null,null,null,null,null,null,null,null,null,null,null,null,null,null,null,null,null,null,null,null,null,null,null,null,null,0.27300000000000002,59.91669818452926,59.831768277349688,0.27300000000000002,null,0.27300000000000002,0,0.27300000000000002,0,null,null,null,null,null,null,null,null,null,null,null,null,null,null,null,null,null,null,null,null,null,null,null,null,null,5.5555555555555554]
[null,null,null,null,null,null,null,null,null,null,null,null,null,null,null,null,null,null,null,null,null,null,null,null,null,null,null,null,null,null,null,null,null,null,null,null,null,null,null,null,null,null,null,null,null,null,null,null,null,null,null,null,null,0.27400000000000002,59.916409901459012,59.831223603432655,0.27400000000000002,null,0.27400000000000002,0,0.27400000000000002,0,null,null,null,null,null,null,null,null,null,null,null,null,null,null,null,null,null,null,null,null,null,null,null,null,null,5.5555555555555554]
[null,null,null,null,null,null,null,null,null,null,null,null,null,null,null,null,null,null,null,null,null,null,null,null,null,null,null,null,null,null,null,null,null,null,null,null,null,null,null,null,null,null,null,null,null,null,null,null,null,null,null,null,null,0.27500000000000002,59.916121736806318,59.83067941043182,0.27500000000000002,null,0.27500000000000002,0,0.27500000000000002,0,null,null,null,null,null,null,null,null,null,null,null,null,null,null,null,null,null,null,null,null,null,null,null,null,null,5.5555555555555554]
[null,null,null,null,null,null,null,null,null,null,null,null,null,null,null,null,null,null,null,null,null,null,null,null,null,null,null,null,null,null,null,null,null,null,null,null,null,null,null,null,null,null,null,null,null,null,null,null,null,null,null,null,null,0.27600000000000002,59.91583369052254,59.830135697922543,0.27600000000000002,null,0.27600000000000002,0,0.27600000000000002,0,null,null,null,null,null,null,null,null,null,null,null,null,null,null,null,null,null,null,null,null,null,null,null,null,null,5.5555555555555554]
[null,null,null,null,null,null,null,null,null,null,null,null,null,null,null,null,null,null,null,null,null,null,null,null,null,null,null,null,null,null,null,null,null,null,null,null,null,null,null,null,null,null,null,null,null,null,null,null,null,null,null,null,null,0.27700000000000002,59.915545762559049,59.829592465480594,0.27700000000000002,null,0.27700000000000002,0,0.27700000000000002,0,null,null,null,null,null,null,null,null,null,null,null,null,null,null,null,null,null,null,null,null,null,null,null,null,null,5.5555555555555554]
[null,null,null,null,null,null,null,null,null,null,null,null,null,null,null,null,null,null,null,null,null,null,null,null,null,null,null,null,null,null,null,null,null,null,null,null,null,null,null,null,null,null,null,null,null,null,null,null,null,null,null,null,null,0.27800000000000002,59.915257952867243,59.829049712682099,0.27800000000000002,null,0.27800000000000002,0,0.27800000000000002,0,null,null,null,null,null,null,null,null,null,null,null,null,null,null,null,null,null,null,null,null,null,null,null,null,null,5.5555555555555554]
[null,null,null,null,null,null,null,null,null,null,null,null,null,null,null,null,null,null,null,null,null,null,null,null,null,null,null,null,null,null,null,null,null,null,null,null,null,null,null,null,null,null,null,null,null,null,null,null,null,null,null,null,null,0.27900000000000003,59.914970261398544,59.828507439103554,0.27900000000000003,null,0.27900000000000003,0,0.27900000000000003,0,null,null,null,null,null,null,null,null,null,null,null,null,null,null,null,null,null,null,null,null,null,null,null,null,null,5.5555555555555554]
[null,null,null,null,null,null,null,null,null,null,null,null,null,null,null,null,null,null,null,null,null,null,null,null,null,null,null,null,null,null,null,null,null,null,null,null,null,null,null,null,null,null,null,null,null,null,null,null,null,null,null,null,null,0.28000000000000003,59.914682688104392,59.827965644321836,0.28000000000000003,null,0.28000000000000003,0,0.28000000000000003,0,null,null,null,null,null,null,null,null,null,null,null,null,null,null,null,null,null,null,null,null,null,null,null,null,null,5.5555555555555554]
[null,null,null,null,null,null,null,null,null,null,null,null,null,null,null,null,null,null,null,null,null,null,null,null,null,null,null,null,null,null,null,null,null,null,null,null,null,null,null,null,null,null,null,null,null,null,null,null,null,null,null,null,null,0.28100000000000003,59.914395232936236,59.827424327914194,0.28100000000000003,null,0.28100000000000003,0,0.28100000000000003,0,null,null,null,null,null,null,null,null,null,null,null,null,null,null,null,null,null,null,null,null,null,null,null,null,null,5.5555555555555554]
[null,null,null,null,null,null,null,null,null,null,null,null,null,null,null,null,null,null,null,null,null,null,null,null,null,null,null,null,null,null,null,null,null,null,null,null,null,null,null,null,null,null,null,null,null,null,null,null,null,null,null,null,null,0.28200000000000003,59.914107895845561,59.826883489458254,0.28200000000000003,null,0.28200000000000003,0,0.28200000000000003,0,null,null,null,null,null,null,null,null,null,null,null,null,null,null,null,null,null,null,null,null,null,null,null,null,null,5.5555555555555554]
[null,null,null,null,null,null,null,null,null,null,null,null,null,null,null,null,null,null,null,null,null,null,null,null,null,null,null,null,null,null,null,null,null,null,null,null,null,null,null,null,null,null,null,null,null,null,null,null,null,null,null,null,null,0.28300000000000003,59.913820676783857,59.82634312853201,0.28300000000000003,null,0.28300000000000003,0,0.28300000000000003,0,null,null,null,null,null,null,null,null,null,null,null,null,null,null,null,null,null,null,null,null,null,null,null,null,null,5.5555555555555554]
[null,null,null,null,null,null,null,null,null,null,null,null,null,null,null,null,null,null,null,null,null,null,null,null,null,null,null,null,null,null,null,null,null,null,null,null,null,null,null,null,null,null,null,null,null,null,null,null,null,null,null,null,null,0.28400000000000003,59.913533575702644,59.825803244713825,0.28400000000000003,null,0.28400000000000003,0,0.28400000000000003,0,null,null,null,null,null,null,null,null,null,null,null,null,null,null,null,null,null,null,null,null,null,null,null,null,null,5.5555555555555554]
[null,null,null,null,null,null,null,null,null,null,null,null,null,null,null,null,null,null,null,null,null,null,null,null,null,null,null,null,null,null,null,null,null,null,null,null,null,null,null,null,null,null,null,null,null,null,null,null,null,null,null,null,null,0.28500000000000003,59.91324659255347,59.825263837582455,0.28500000000000003,null,0.28500000000000003,0,0.28500000000000003,0,null,null,null,null,null,null,null,null,null,null,null,null,null,null,null,null,null,null,null,null,null,null,null,null,null,5.5555555555555554]
[null,null,null,null,null,null,null,null,null,null,null,null,null,null,null,null,null,null,null,null,null,null,null,null,null,null,null,null,null,null,null,null,null,null,null,null,null,null,null,null,null,null,null,null,null,null,null,null,null,null,null,null,null,0.28600000000000003,59.912959727287877,59.824724906716995,0.28600000000000003,null,0.28600000000000003,0,0.28600000000000003,0,null,null,null,null,null,null,null,null,null,null,null,null,null,null,null,null,null,null,null,null,null,null,null,null,null,5.5555555555555554]
[null,null,null,null,null,null,null,null,null,null,null,null,null,null,null,null,null,null,null,null,null,null,null,null,null,null,null,null,null,null,null,null,null,null,null,null,null,null,null,null,null,null,null,null,null,null,null,null,null,null,null,null,null,0.28700000000000003,59.912672979857447,59.824186451696939,0.28700000000000003,null,0.28700000000000003,0,0.28700000000000003,0,null,null,null,null,null,null,null,null,null,null,null,null,null,null,null,null,null,null,null,null,null,null,null,null,null,5.5555555555555554]
[null,null,null,null,null,null,null,null,null,null,null,null,null,null,null,null,null,null,null,null,null,null,null,null,null,null,null,null,null,null,null,null,null,null,null,null,null,null,null,null,null,null,null,null,null,null,null,null,null,null,null,null,null,0.28800000000000003,59.912386350213779,59.823648472102143,0.28800000000000003,null,0.28800000000000003,0,0.28800000000000003,0,null,null,null,null,null,null,null,null,null,null,null,null,null,null,null,null,null,null,null,null,null,null,null,null,null,5.5555555555555554]
[null,null,null,null,null,null,null,null,null,null,null,null,null,null,null,null,null,null,null,null,null,null,null,null,null,null,null,null,null,null,null,null,null,null,null,null,null,null,null,null,null,null,null,null,null,null,null,null,null,null,null,null,null,0.28899999999999998,59.912099838308492,59.823110967512825,0.28899999999999998,null,0.28899999999999998,0,0.28899999999999998,0,null,null,null,null,null,null,null,null,null,null,null,null,null,null,null,null,null,null,null,null,null,null,null,null,null,5.5555555555555554]
[null,null,null,null,null,null,null,null,null,null,null,null,null,null,null,null,null,null,null,null,null,null,null,null,null,null,null,null,null,null,null,null,null,null,null,null,null,null,null,null,null,null,null,null,null,null,null,null,null,null,null,null,null,0.28999999999999998,59.911813444093227,59.822573937509596,0.28999999999999998,null,0.28999999999999998,0,0.28999999999999998,0,null,null,null,null,null,null,null,null,null,null,null,null,null,null,null,null,null,null,null,null,null,null,null,null,null,5.5555555555555554]
[null,null,null,null,null,null,null,null,null,null,null,null,null,null,null,null,null,null,null,null,null,null,null,null,null,null,null,null,null,null,null,null,null,null,null,null,null,null,null,null,null,null,null,null,null,null,null,null,null,null,null,null,null,0.29099999999999998,59.911527167519623,59.822037381673404,0.29099999999999998,null,0.29099999999999998,0,0.29099999999999998,0,null,null,null,null,null,null,null,null,null,null,null,null,null,null,null,null,null,null,null,null,null,null,null,null,null,5.5555555555555554]
[null,null,null,null,null,null,null,null,null,null,null,null,null,null,null,null,null,null,null,null,null,null,null,null,null,null,null,null,null,null,null,null,null,null,null,null,null,null,null,null,null,null,null,null,null,null,null,null,null,null,null,null,null,0.29199999999999998,59.911241008539371,59.821501299585606,0.29199999999999998,null,0.29199999999999998,0,0.29199999999999998,0,null,null,null,null,null,null,null,null,null,null,null,null,null,null,null,null,null,null,null,null,null,null,null,null,null,5.5555555555555554]
[null,null,null,null,null,null,null,null,null,null,null,null,null,null,null,null,null,null,null,null,null,null,null,null,null,null,null,null,null,null,null,null,null,null,null,null,null,null,null,null,null,null,null,null,null,null,null,null,null,null,null,null,null,0.29299999999999998,59.910954967104168,59.820965690827897,0.29299999999999998,null,0.29299999999999998,0,0.29299999999999998,0,null,null,null,null,null,null,null,null,null,null,null,null,null,null,null,null,null,null,null,null,null,null,null,null,null,5.5555555555555554]
[null,null,null,null,null,null,null,null,null,null,null,null,null,null,null,null,null,null,null,null,null,null,null,null,null,null,null,null,null,null,null,null,null,null,null,null,null,null,null,null,null,null,null,null,null,null,null,null,null,null,null,null,null,0.29399999999999998,59.910669043165719,59.820430554982359,0.29399999999999998,null,0.29399999999999998,0,0.29399999999999998,0,null,null,null,null,null,null,null,null,null,null,null,null,null,null,null,null,null,null,null,null,null,null,null,null,null,5.5555555555555554]
[null,null,null,null,null,null,null,null,null,null,null,null,null,null,null,null,null,null,null,null,null,null,null,null,null,null,null,null,null,null,null,null,null,null,null,null,null,null,null,null,null,null,null,null,null,null,null,null,null,null,null,null,null,0.29499999999999998,59.910383236675777,59.81989589163144,0.29499999999999998,null,0.29499999999999998,0,0.29499999999999998,0,null,null,null,null,null,null,null,null,null,null,null,null,null,null,null,null,null,null,null,null,null,null,null,null,null,5.5555555555555554]
[null,null,null,null,null,null,null,null,null,null,null,null,null,null,null,null,null,null,null,null,null,null,null,null,null,null,null,null,null,null,null,null,null,null,null,null,null,null,null,null,null,null,null,null,null,null,null,null,null,null,null,null,null,0.29599999999999999,59.910097547586076,59.819361700357945,0.29599999999999999,null,0.29599999999999999,0,0.29599999999999999,0,null,null,null,null,null,null,null,null,null,null,null,null,null,null,null,null,null,null,null,null,null,null,null,null,null,5.5555555555555554]
[null,null,null,null,null,null,null,null,null,null,null,null,null,null,null,null,null,null,null,null,null,null,null,null,null,null,null,null,null,null,null,null,null,null,null,null,null,null,null,null,null,null,null,null,null,null,null,null,null,null,null,null,null,0.29699999999999999,59.909811975848413,59.818827980745056,0.29699999999999999,null,0.29699999999999999,0,0.29699999999999999,0,null,null,null,null,null,null,null,null,null,null,null,null,null,null,null,null,null,null,null,null,null,null,null,null,null,5.5555555555555554]
[null,null,null,null,null,null,null,null,null,null,null,null,null,null,null,null,null,null,null,null,null,null,null,null,null,null,null,null,null,null,null,null,null,null,null,null,null,null,null,null,null,null,null,null,null,null,null,null,null,null,null,null,null,0.29799999999999999,59.90952652141457,59.818294732376337,0.29799999999999999,null,0.29799999999999999,0,0.29799999999999999,0,null,null,null,null,null,null,null,null,null,null,null,null,null,null,null,null,null,null,null,null,null,null,null,null,null,5.5555555555555554]
[null,null,null,null,null,null,null,null,null,null,null,null,null,null,null,null,null,null,null,null,null,null,null,null,null,null,null,null,null,null,null,null,null,null,null,null,null,null,null,null,null,null,null,null,null,null,null,null,null,null,null,null,null,0.29899999999999999,59.909241184236372,59.817761954835689,0.29899999999999999,null,0.29899999999999999,0,0.29899999999999999,0,null,null,null,null,null,null,null,null,null,null,null,null,null,null,null,null,null,null,null,null,null,null,null,null,null,5.5555555555555554]
[null,null,null,null,null,null,null,null,null,null,null,null,null,null,null,null,null,null,null,null,null,null,null,null,null,null,null,null,null,null,null,null,null,null,null,null,null,null,null,null,null,null,null,null,null,null,null,null,null,null,null,null,null,0.3,59.908955964265644,59.817229647707414,0.3,null,0.3,0,0.3,0,null,null,null,null,null,null,null,null,null,null,null,null,null,null,null,null,null,null,null,null,null,null,null,null,null,5.5555555555555554]
[null,null,null,null,null,null,null,null,null,null,null,null,null,null,null,null,null,null,null,null,null,null,null,null,null,null,null,null,null,null,null,null,null,null,null,null,null,null,null,null,null,null,null,null,null,null,null,null,null,null,null,null,null,0.30099999999999999,59.90867086145424,59.816697810576152,0.30099999999999999,null,0.30099999999999999,0,0.30099999999999999,0,null,null,null,null,null,null,null,null,null,null,null,null,null,null,null,null,null,null,null,null,null,null,null,null,null,5.5555555555555554]
[null,null,null,null,null,null,null,null,null,null,null,null,null,null,null,null,null,null,null,null,null,null,null,null,null,null,null,null,null,null,null,null,null,null,null,null,null,null,null,null,null,null,null,null,null,null,null,null,null,null,null,null,null,0.30199999999999999,59.90838587575405,59.816166443026923,0.30199999999999999,null,0.30199999999999999,0,0.30199999999999999,0,null,null,null,null,null,null,null,null,null,null,null,null,null,null,null,null,null,null,null,null,null,null,null,null,null,5.5555555555555554]
[null,null,null,null,null,null,null,null,null,null,null,null,null,null,null,null,null,null,null,null,null,null,null,null,null,null,null,null,null,null,null,null,null,null,null,null,null,null,null,null,null,null,null,null,null,null,null,null,null,null,null,null,null,0.30299999999999999,59.908101007116954,59.815635544645119,0.30299999999999999,null,0.30299999999999999,0,0.30299999999999999,0,null,null,null,null,null,null,null,null,null,null,null,null,null,null,null,null,null,null,null,null,null,null,null,null,null,5.5555555555555554]
[null,null,null,null,null,null,null,null,null,null,null,null,null,null,null,null,null,null,null,null,null,null,null,null,null,null,null,null,null,null,null,null,null,null,null,null,null,null,null,null,null,null,null,null,null,null,null,null,null,null,null,null,null,0.30399999999999999,59.907816255494872,59.815105115016493,0.30399999999999999,null,0.30399999999999999,0,0.30399999999999999,0,null,null,null,null,null,null,null,null,null,null,null,null,null,null,null,null,null,null,null,null,null,null,null,null,null,5.5555555555555554]
[null,null,null,null,null,null,null,null,null,null,null,null,null,null,null,null,null,null,null,null,null,null,null,null,null,null,null,null,null,null,null,null,null,null,null,null,null,null,null,null,null,null,null,null,null,null,null,null,null,null,null,null,null,0.30499999999999999,59.907531620839741,59.814575153727155,0.30499999999999999,null,0.30499999999999999,0,0.30499999999999999,0,null,null,null,null,null,null,null,null,null,null,null,null,null,null,null,null,null,null,null,null,null,null,null,null,null,5.5555555555555554]
[null,null,null,null,null,null,null,null,null,null,null,null,null,null,null,null,null,null,null,null,null,null,null,null,null,null,null,null,null,null,null,null,null,null,null,null,null,null,null,null,null,null,null,null,null,null,null,null,null,null,null,null,null,0.30599999999999999,59.907247103103501,59.814045660363597,0.30599999999999999,null,0.30599999999999999,0,0.30599999999999999,0,null,null,null,null,null,null,null,null,null,null,null,null,null,null,null,null,null,null,null,null,null,null,null,null,null,5.5555555555555554]
[null,null,null,null,null,null,null,null,null,null,null,null,null,null,null,null,null,null,null,null,null,null,null,null,null,null,null,null,null,null,null,null,null,null,null,null,null,null,null,null,null,null,null,null,null,null,null,null,null,null,null,null,null,0.307,59.90696270223814,59.813516634512652,0.307,null,0.307,0,0.307,0,null,null,null,null,null,null,null,null,null,null,null,null,null,null,null,null,null,null,null,null,null,null,null,null,null,5.5555555555555554]
[null,null,null,null,null,null,null,null,null,null,null,null,null,null,null,null,null,null,null,null,null,null,null,null,null,null,null,null,null,null,null,null,null,null,null,null,null,null,null,null,null,null,null,null,null,null,null,null,null,null,null,null,null,0.308,59.906678418195646,59.812988075761552,0.308,null,0.308,0,0.308,0,null,null,null,null,null,null,null,null,null,null,null,null,null,null,null,null,null,null,null,null,null,null,null,null,null,5.5555555555555554]
[null,null,null,null,null,null,null,null,null,null,null,null,null,null,null,null,null,null,null,null,null,null,null,null,null,null,null,null,null,null,null,null,null,null,null,null,null,null,null,null,null,null,null,null,null,null,null,null,null,null,null,null,null,0.309,59.906394250928031,59.812459983697856,0.309,null,0.309,0,0.309,0,null,null,null,null,null,null,null,null,null,null,null,null,null,null,null,null,null,null,null,null,null,null,null,null,null,5.5555555555555554]
[null,null,null,null,null,null,null,null,null,null,null,null,null,null,null,null,null,null,null,null,null,null,null,null,null,null,null,null,null,null,null,null,null,null,null,null,null,null,null,null,null,null,null,null,null,null,null,null,null,null,null,null,null,0.31,59.906110200387332,59.811932357909519,0.31,null,0.31,0,0.31,0,null,null,null,null,null,null,null,null,null,null,null,null,null,null,null,null,null,null,null,null,null,null,null,null,null,5.5555555555555554]
[null,null,null,null,null,null,null,null,null,null,null,null,null,null,null,null,null,null,null,null,null,null,null,null,null,null,null,null,null,null,null,null,null,null,null,null,null,null,null,null,null,null,null,null,null,null,null,null,null,null,null,null,null,0.311,59.905826266525594,59.811405197984847,0.311,null,0.311,0,0.311,0,null,null,null,null,null,null,null,null,null,null,null,null,null,null,null,null,null,null,null,null,null,null,null,null,null,5.5555555555555554]
[null,null,null,null,null,null,null,null,null,null,null,null,null,null,null,null,null,null,null,null,null,null,null,null,null,null,null,null,null,null,null,null,null,null,null,null,null,null,null,null,null,null,null,null,null,null,null,null,null,null,null,null,null,0.312,59.905542449294892,59.810878503512498,0.312,null,0.312,0,0.312,0,null,null,null,null,null,null,null,null,null,null,null,null,null,null,null,null,null,null,null,null,null,null,null,null,null,5.5555555555555554]
[null,null,null,null,null,null,null,null,null,null,null,null,null,null,null,null,null,null,null,null,null,null,null,null,null,null,null,null,null,null,null,null,null,null,null,null,null,null,null,null,null,null,null,null,null,null,null,null,null,null,null,null,null,0.313,59.90525874864732,59.810352274081509,0.313,null,0.313,0,0.313,0,null,null,null,null,null,null,null,null,null,null,null,null,null,null,null,null,null,null,null,null,null,null,null,null,null,5.5555555555555554]
[null,null,null,null,null,null,null,null,null,null,null,null,null,null,null,null,null,null,null,null,null,null,null,null,null,null,null,null,null,null,null,null,null,null,null,null,null,null,null,null,null,null,null,null,null,null,null,null,null,null,null,null,null,0.314,59.904975164534989,59.809826509281272,0.314,null,0.314,0,0.314,0,null,null,null,null,null,null,null,null,null,null,null,null,null,null,null,null,null,null,null,null,null,null,null,null,null,5.5555555555555554]
[null,null,null,null,null,null,null,null,null,null,null,null,null,null,null,null,null,null,null,null,null,null,null,null,null,null,null,null,null,null,null,null,null,null,null,null,null,null,null,null,null,null,null,null,null,null,null,null,null,null,null,null,null,0.315,59.904691696910028,59.809301208701555,0.315,null,0.315,0,0.315,0,null,null,null,null,null,null,null,null,null,null,null,null,null,null,null,null,null,null,null,null,null,null,null,null,null,5.5555555555555554]
[null,null,null,null,null,null,null,null,null,null,null,null,null,null,null,null,null,null,null,null,null,null,null,null,null,null,null,null,null,null,null,null,null,null,null,null,null,null,null,null,null,null,null,null,null,null,null,null,null,null,null,null,null,0.316,59.90440834572459,59.808776371932467,0.316,null,0.316,0,0.316,0,null,null,null,null,null,null,null,null,null,null,null,null,null,null,null,null,null,null,null,null,null,null,null,null,null,5.5555555555555554]
[null,null,null,null,null,null,null,null,null,null,null,null,null,null,null,null,null,null,null,null,null,null,null,null,null,null,null,null,null,null,null,null,null,null,null,null,null,null,null,null,null,null,null,null,null,null,null,null,null,null,null,null,null,0.317,59.904125110930842,59.808251998564494,0.317,null,0.317,0,0.317,0,null,null,null,null,null,null,null,null,null,null,null,null,null,null,null,null,null,null,null,null,null,null,null,null,null,5.5555555555555554]
[null,null,null,null,null,null,null,null,null,null,null,null,null,null,null,null,null,null,null,null,null,null,null,null,null,null,null,null,null,null,null,null,null,null,null,null,null,null,null,null,null,null,null,null,null,null,null,null,null,null,null,null,null,0.318,59.903841992480977,59.807728088188469,0.318,null,0.318,0,0.318,0,null,null,null,null,null,null,null,null,null,null,null,null,null,null,null,null,null,null,null,null,null,null,null,null,null,5.5555555555555554]
[null,null,null,null,null,null,null,null,null,null,null,null,null,null,null,null,null,null,null,null,null,null,null,null,null,null,null,null,null,null,null,null,null,null,null,null,null,null,null,null,null,null,null,null,null,null,null,null,null,null,null,null,null,0.31900000000000001,59.903558990327198,59.807204640395618,0.31900000000000001,null,0.31900000000000001,0,0.31900000000000001,0,null,null,null,null,null,null,null,null,null,null,null,null,null,null,null,null,null,null,null,null,null,null,null,null,null,5.5555555555555554]
[null,null,null,null,null,null,null,null,null,null,null,null,null,null,null,null,null,null,null,null,null,null,null,null,null,null,null,null,null,null,null,null,null,null,null,null,null,null,null,null,null,null,null,null,null,null,null,null,null,null,null,null,null,0.32,59.903276104421742,59.806681654777485,0.32,null,0.32,0,0.32,0,null,null,null,null,null,null,null,null,null,null,null,null,null,null,null,null,null,null,null,null,null,null,null,null,null,5.5555555555555554]
[null,null,null,null,null,null,null,null,null,null,null,null,null,null,null,null,null,null,null,null,null,null,null,null,null,null,null,null,null,null,null,null,null,null,null,null,null,null,null,null,null,null,null,null,null,null,null,null,null,null,null,null,null,0.32100000000000001,59.902993334716861,59.806159130926005,0.32100000000000001,null,0.32100000000000001,0,0.32100000000000001,0,null,null,null,null,null,null,null,null,null,null,null,null,null,null,null,null,null,null,null,null,null,null,null,null,null,5.5555555555555554]
[null,null,null,null,null,null,null,null,null,null,null,null,null,null,null,null,null,null,null,null,null,null,null,null,null,null,null,null,null,null,null,null,null,null,null,null,null,null,null,null,null,null,null,null,null,null,null,null,null,null,null,null,null,0.32200000000000001,59.902710681164812,59.805637068433469,0.32200000000000001,null,0.32200000000000001,0,0.32200000000000001,0,null,null,null,null,null,null,null,null,null,null,null,null,null,null,null,null,null,null,null,null,null,null,null,null,null,5.5555555555555554]
[null,null,null,null,null,null,null,null,null,null,null,null,null,null,null,null,null,null,null,null,null,null,null,null,null,null,null,null,null,null,null,null,null,null,null,null,null,null,null,null,null,null,null,null,null,null,null,null,null,null,null,null,null,0.32300000000000001,59.902428143717891,59.805115466892516,0.32300000000000001,null,0.32300000000000001,0,0.32300000000000001,0,null,null,null,null,null,null,null,null,null,null,null,null,null,null,null,null,null,null,null,null,null,null,null,null,null,5.5555555555555554]
[null,null,null,null,null,null,null,null,null,null,null,null,null,null,null,null,null,null,null,null,null,null,null,null,null,null,null,null,null,null,null,null,null,null,null,null,null,null,null,null,null,null,null,null,null,null,null,null,null,null,null,null,null,0.32400000000000001,59.902145722328406,59.804594325896147,0.32400000000000001,null,0.32400000000000001,0,0.32400000000000001,0,null,null,null,null,null,null,null,null,null,null,null,null,null,null,null,null,null,null,null,null,null,null,null,null,null,5.5555555555555554]
[null,null,null,null,null,null,null,null,null,null,null,null,null,null,null,null,null,null,null,null,null,null,null,null,null,null,null,null,null,null,null,null,null,null,null,null,null,null,null,null,null,null,null,null,null,null,null,null,null,null,null,null,null,0.32500000000000001,59.901863416948679,59.804073645037739,0.32500000000000001,null,0.32500000000000001,0,0.32500000000000001,0,null,null,null,null,null,null,null,null,null,null,null,null,null,null,null,null,null,null,null,null,null,null,null,null,null,5.5555555555555554]
[null,null,null,null,null,null,null,null,null,null,null,null,null,null,null,null,null,null,null,null,null,null,null,null,null,null,null,null,null,null,null,null,null,null,null,null,null,null,null,null,null,null,null,null,null,null,null,null,null,null,null,null,null,0.32600000000000001,59.901581227531061,59.803553423911012,0.32600000000000001,null,0.32600000000000001,0,0.32600000000000001,0,null,null,null,null,null,null,null,null,null,null,null,null,null,null,null,null,null,null,null,null,null,null,null,null,null,5.5555555555555554]
[null,null,null,null,null,null,null,null,null,null,null,null,null,null,null,null,null,null,null,null,null,null,null,null,null,null,null,null,null,null,null,null,null,null,null,null,null,null,null,null,null,null,null,null,null,null,null,null,null,null,null,null,null,0.32700000000000001,59.901299154027917,59.803033662110053,0.32700000000000001,null,0.32700000000000001,0,0.32700000000000001,0,null,null,null,null,null,null,null,null,null,null,null,null,null,null,null,null,null,null,null,null,null,null,null,null,null,5.5555555555555554]
[null,null,null,null,null,null,null,null,null,null,null,null,null,null,null,null,null,null,null,null,null,null,null,null,null,null,null,null,null,null,null,null,null,null,null,null,null,null,null,null,null,null,null,null,null,null,null,null,null,null,null,null,null,0.32800000000000001,59.901017196391635,59.802514359229292,0.32800000000000001,null,0.32800000000000001,0,0.32800000000000001,0,null,null,null,null,null,null,null,null,null,null,null,null,null,null,null,null,null,null,null,null,null,null,null,null,null,5.5555555555555554]
[null,null,null,null,null,null,null,null,null,null,null,null,null,null,null,null,null,null,null,null,null,null,null,null,null,null,null,null,null,null,null,null,null,null,null,null,null,null,null,null,null,null,null,null,null,null,null,null,null,null,null,null,null,0.32900000000000001,59.900735354574614,59.801995514863535,0.32900000000000001,null,0.32900000000000001,0,0.32900000000000001,0,null,null,null,null,null,null,null,null,null,null,null,null,null,null,null,null,null,null,null,null,null,null,null,null,null,5.5555555555555554]
[null,null,null,null,null,null,null,null,null,null,null,null,null,null,null,null,null,null,null,null,null,null,null,null,null,null,null,null,null,null,null,null,null,null,null,null,null,null,null,null,null,null,null,null,null,null,null,null,null,null,null,null,null,0.33,59.900453628529291,59.801477128607942,0.33,null,0.33,0,0.33,0,null,null,null,null,null,null,null,null,null,null,null,null,null,null,null,null,null,null,null,null,null,null,null,null,null,5.5555555555555554]
[null,null,null,null,null,null,null,null,null,null,null,null,null,null,null,null,null,null,null,null,null,null,null,null,null,null,null,null,null,null,null,null,null,null,null,null,null,null,null,null,null,null,null,null,null,null,null,null,null,null,null,null,null,0.33100000000000002,59.900172018208096,59.800959200058024,0.33100000000000002,null,0.33100000000000002,0,0.33100000000000002,0,null,null,null,null,null,null,null,null,null,null,null,null,null,null,null,null,null,null,null,null,null,null,null,null,null,5.5555555555555554]
[null,null,null,null,null,null,null,null,null,null,null,null,null,null,null,null,null,null,null,null,null,null,null,null,null,null,null,null,null,null,null,null,null,null,null,null,null,null,null,null,null,null,null,null,null,null,null,null,null,null,null,null,null,0.33200000000000002,59.899890523563506,59.800441728809652,0.33200000000000002,null,0.33200000000000002,0,0.33200000000000002,0,null,null,null,null,null,null,null,null,null,null,null,null,null,null,null,null,null,null,null,null,null,null,null,null,null,5.5555555555555554]
[null,null,null,null,null,null,null,null,null,null,null,null,null,null,null,null,null,null,null,null,null,null,null,null,null,null,null,null,null,null,null,null,null,null,null,null,null,null,null,null,null,null,null,null,null,null,null,null,null,null,null,null,null,0.33300000000000002,59.899609144548002,59.79992471445906,0.33300000000000002,null,0.33300000000000002,0,0.33300000000000002,0,null,null,null,null,null,null,null,null,null,null,null,null,null,null,null,null,null,null,null,null,null,null,null,null,null,5.5555555555555554]
[null,null,null,null,null,null,null,null,null,null,null,null,null,null,null,null,null,null,null,null,null,null,null,null,null,null,null,null,null,null,null,null,null,null,null,null,null,null,null,null,null,null,null,null,null,null,null,null,null,null,null,null,null,0.33400000000000002,59.899327881114083,59.799408156602823,0.33400000000000002,null,0.33400000000000002,0,0.33400000000000002,0,null,null,null,null,null,null,null,null,null,null,null,null,null,null,null,null,null,null,null,null,null,null,null,null,null,5.5555555555555554]
[null,null,null,null,null,null,null,null,null,null,null,null,null,null,null,null,null,null,null,null,null,null,null,null,null,null,null,null,null,null,null,null,null,null,null,null,null,null,null,null,null,null,null,null,null,null,null,null,null,null,null,null,null,0.33500000000000002,59.89904673321427,59.798892054837893,0.33500000000000002,null,0.33500000000000002,0,0.33500000000000002,0,null,null,null,null,null,null,null,null,null,null,null,null,null,null,null,null,null,null,null,null,null,null,null,null,null,5.5555555555555554]
[null,null,null,null,null,null,null,null,null,null,null,null,null,null,null,null,null,null,null,null,null,null,null,null,null,null,null,null,null,null,null,null,null,null,null,null,null,null,null,null,null,null,null,null,null,null,null,null,null,null,null,null,null,0.33600000000000002,59.898765700801107,59.79837640876157,0.33600000000000002,null,0.33600000000000002,0,0.33600000000000002,0,null,null,null,null,null,null,null,null,null,null,null,null,null,null,null,null,null,null,null,null,null,null,null,null,null,5.5555555555555554]
[null,null,null,null,null,null,null,null,null,null,null,null,null,null,null,null,null,null,null,null,null,null,null,null,null,null,null,null,null,null,null,null,null,null,null,null,null,null,null,null,null,null,null,null,null,null,null,null,null,null,null,null,null,0.33700000000000002,59.898484783827165,59.797861217971494,0.33700000000000002,null,0.33700000000000002,0,0.33700000000000002,0,null,null,null,null,null,null,null,null,null,null,null,null,null,null,null,null,null,null,null,null,null,null,null,null,null,5.5555555555555554]
[null,null,null,null,null,null,null,null,null,null,null,null,null,null,null,null,null,null,null,null,null,null,null,null,null,null,null,null,null,null,null,null,null,null,null,null,null,null,null,null,null,null,null,null,null,null,null,null,null,null,null,null,null,0.33800000000000002,59.898203982245015,59.797346482065677,0.33800000000000002,null,0.33800000000000002,0,0.33800000000000002,0,null,null,null,null,null,null,null,null,null,null,null,null,null,null,null,null,null,null,null,null,null,null,null,null,null,5.5555555555555554]
[null,null,null,null,null,null,null,null,null,null,null,null,null,null,null,null,null,null,null,null,null,null,null,null,null,null,null,null,null,null,null,null,null,null,null,null,null,null,null,null,null,null,null,null,null,null,null,null,null,null,null,null,null,0.33900000000000002,59.897923296007257,59.796832200642484,0.33900000000000002,null,0.33900000000000002,0,0.33900000000000002,0,null,null,null,null,null,null,null,null,null,null,null,null,null,null,null,null,null,null,null,null,null,null,null,null,null,5.5555555555555554]
[null,null,null,null,null,null,null,null,null,null,null,null,null,null,null,null,null,null,null,null,null,null,null,null,null,null,null,null,null,null,null,null,null,null,null,null,null,null,null,null,null,null,null,null,null,null,null,null,null,null,null,null,null,0.34,59.897642725066518,59.796318373300636,0.34,null,0.34,0,0.34,0,null,null,null,null,null,null,null,null,null,null,null,null,null,null,null,null,null,null,null,null,null,null,null,null,null,5.5555555555555554]
[null,null,null,null,null,null,null,null,null,null,null,null,null,null,null,null,null,null,null,null,null,null,null,null,null,null,null,null,null,null,null,null,null,null,null,null,null,null,null,null,null,null,null,null,null,null,null,null,null,null,null,null,null,0.34100000000000003,59.897362269375435,59.795804999639202,0.34100000000000003,null,0.34100000000000003,0,0.34100000000000003,0,null,null,null,null,null,null,null,null,null,null,null,null,null,null,null,null,null,null,null,null,null,null,null,null,null,5.5555555555555554]
[null,null,null,null,null,null,null,null,null,null,null,null,null,null,null,null,null,null,null,null,null,null,null,null,null,null,null,null,null,null,null,null,null,null,null,null,null,null,null,null,null,null,null,null,null,null,null,null,null,null,null,null,null,0.34200000000000003,59.897081928886664,59.795292079257607,0.34200000000000003,null,0.34200000000000003,0,0.34200000000000003,0,null,null,null,null,null,null,null,null,null,null,null,null,null,null,null,null,null,null,null,null,null,null,null,null,null,5.5555555555555554]
[null,null,null,null,null,null,null,null,null,null,null,null,null,null,null,null,null,null,null,null,null,null,null,null,null,null,null,null,null,null,null,null,null,null,null,null,null,null,null,null,null,null,null,null,null,null,null,null,null,null,null,null,null,0.34300000000000003,59.896801703552889,59.794779611755629,0.34300000000000003,null,0.34300000000000003,0,0.34300000000000003,0,null,null,null,null,null,null,null,null,null,null,null,null,null,null,null,null,null,null,null,null,null,null,null,null,null,5.5555555555555554]
[null,null,null,null,null,null,null,null,null,null,null,null,null,null,null,null,null,null,null,null,null,null,null,null,null,null,null,null,null,null,null,null,null,null,null,null,null,null,null,null,null,null,null,null,null,null,null,null,null,null,null,null,null,0.34400000000000003,59.896521593326803,59.794267596733405,0.34400000000000003,null,0.34400000000000003,0,0.34400000000000003,0,null,null,null,null,null,null,null,null,null,null,null,null,null,null,null,null,null,null,null,null,null,null,null,null,null,5.5555555555555554]
[null,null,null,null,null,null,null,null,null,null,null,null,null,null,null,null,null,null,null,null,null,null,null,null,null,null,null,null,null,null,null,null,null,null,null,null,null,null,null,null,null,null,null,null,null,null,null,null,null,null,null,null,null,0.34500000000000003,59.896241598161119,59.793756033791418,0.34500000000000003,null,0.34500000000000003,0,0.34500000000000003,0,null,null,null,null,null,null,null,null,null,null,null,null,null,null,null,null,null,null,null,null,null,null,null,null,null,5.5555555555555554]
[null,null,null,null,null,null,null,null,null,null,null,null,null,null,null,null,null,null,null,null,null,null,null,null,null,null,null,null,null,null,null,null,null,null,null,null,null,null,null,null,null,null,null,null,null,null,null,null,null,null,null,null,null,0.34600000000000003,59.895961718008586,59.793244922530505,0.34600000000000003,null,0.34600000000000003,0,0.34600000000000003,0,null,null,null,null,null,null,null,null,null,null,null,null,null,null,null,null,null,null,null,null,null,null,null,null,null,5.5555555555555554]
[null,null,null,null,null,null,null,null,null,null,null,null,null,null,null,null,null,null,null,null,null,null,null,null,null,null,null,null,null,null,null,null,null,null,null,null,null,null,null,null,null,null,null,null,null,null,null,null,null,null,null,null,null,0.34700000000000003,59.89568195282196,59.792734262551868,0.34700000000000003,null,0.34700000000000003,0,0.34700000000000003,0,null,null,null,null,null,null,null,null,null,null,null,null,null,null,null,null,null,null,null,null,null,null,null,null,null,5.5555555555555554]
[null,null,null,null,null,null,null,null,null,null,null,null,null,null,null,null,null,null,null,null,null,null,null,null,null,null,null,null,null,null,null,null,null,null,null,null,null,null,null,null,null,null,null,null,null,null,null,null,null,null,null,null,null,0.34800000000000003,59.895402302554004,59.792224053457034,0.34800000000000003,null,0.34800000000000003,0,0.34800000000000003,0,null,null,null,null,null,null,null,null,null,null,null,null,null,null,null,null,null,null,null,null,null,null,null,null,null,5.5555555555555554]
[null,null,null,null,null,null,null,null,null,null,null,null,null,null,null,null,null,null,null,null,null,null,null,null,null,null,null,null,null,null,null,null,null,null,null,null,null,null,null,null,null,null,null,null,null,null,null,null,null,null,null,null,null,0.34900000000000003,59.895122767157524,59.791714294847914,0.34900000000000003,null,0.34900000000000003,0,0.34900000000000003,0,null,null,null,null,null,null,null,null,null,null,null,null,null,null,null,null,null,null,null,null,null,null,null,null,null,5.5555555555555554]
[null,null,null,null,null,null,null,null,null,null,null,null,null,null,null,null,null,null,null,null,null,null,null,null,null,null,null,null,null,null,null,null,null,null,null,null,null,null,null,null,null,null,null,null,null,null,null,null,null,null,null,null,null,0.35000000000000003,59.894843346585326,59.79120498632674,0.35000000000000003,null,0.35000000000000003,0,0.35000000000000003,0,null,null,null,null,null,null,null,null,null,null,null,null,null,null,null,null,null,null,null,null,null,null,null,null,null,5.5555555555555554]
[null,null,null,null,null,null,null,null,null,null,null,null,null,null,null,null,null,null,null,null,null,null,null,null,null,null,null,null,null,null,null,null,null,null,null,null,null,null,null,null,null,null,null,null,null,null,null,null,null,null,null,null,null,0.35100000000000003,59.89456404079025,59.790696127496126,0.35100000000000003,null,0.35100000000000003,0,0.35100000000000003,0,null,null,null,null,null,null,null,null,null,null,null,null,null,null,null,null,null,null,null,null,null,null,null,null,null,5.5555555555555554]
[null,null,null,null,null,null,null,null,null,null,null,null,null,null,null,null,null,null,null,null,null,null,null,null,null,null,null,null,null,null,null,null,null,null,null,null,null,null,null,null,null,null,null,null,null,null,null,null,null,null,null,null,null,0.35199999999999998,59.894284849725146,59.790187717959,0.35199999999999998,null,0.35199999999999998,0,0.35199999999999998,0,null,null,null,null,null,null,null,null,null,null,null,null,null,null,null,null,null,null,null,null,null,null,null,null,null,5.5555555555555554]
[null,null,null,null,null,null,null,null,null,null,null,null,null,null,null,null,null,null,null,null,null,null,null,null,null,null,null,null,null,null,null,null,null,null,null,null,null,null,null,null,null,null,null,null,null,null,null,null,null,null,null,null,null,0.35299999999999998,59.89400577334289,59.78967975731868,0.35299999999999998,null,0.35299999999999998,0,0.35299999999999998,0,null,null,null,null,null,null,null,null,null,null,null,null,null,null,null,null,null,null,null,null,null,null,null,null,null,5.5555555555555554]
[null,null,null,null,null,null,null,null,null,null,null,null,null,null,null,null,null,null,null,null,null,null,null,null,null,null,null,null,null,null,null,null,null,null,null,null,null,null,null,null,null,null,null,null,null,null,null,null,null,null,null,null,null,0.35399999999999998,59.893726811596373,59.789172245178811,0.35399999999999998,null,0.35399999999999998,0,0.35399999999999998,0,null,null,null,null,null,null,null,null,null,null,null,null,null,null,null,null,null,null,null,null,null,null,null,null,null,5.5555555555555554]
[null,null,null,null,null,null,null,null,null,null,null,null,null,null,null,null,null,null,null,null,null,null,null,null,null,null,null,null,null,null,null,null,null,null,null,null,null,null,null,null,null,null,null,null,null,null,null,null,null,null,null,null,null,0.35499999999999998,59.893447964438508,59.788665181143386,0.35499999999999998,null,0.35499999999999998,0,0.35499999999999998,0,null,null,null,null,null,null,null,null,null,null,null,null,null,null,null,null,null,null,null,null,null,null,null,null,null,5.5555555555555554]
[null,null,null,null,null,null,null,null,null,null,null,null,null,null,null,null,null,null,null,null,null,null,null,null,null,null,null,null,null,null,null,null,null,null,null,null,null,null,null,null,null,null,null,null,null,null,null,null,null,null,null,null,null,0.35599999999999998,59.89316923182222,59.788158564816761,0.35599999999999998,null,0.35599999999999998,0,0.35599999999999998,0,null,null,null,null,null,null,null,null,null,null,null,null,null,null,null,null,null,null,null,null,null,null,null,null,null,5.5555555555555554]
[null,null,null,null,null,null,null,null,null,null,null,null,null,null,null,null,null,null,null,null,null,null,null,null,null,null,null,null,null,null,null,null,null,null,null,null,null,null,null,null,null,null,null,null,null,null,null,null,null,null,null,null,null,0.35699999999999998,59.892890613700459,59.787652395803633,0.35699999999999998,null,0.35699999999999998,0,0.35699999999999998,0,null,null,null,null,null,null,null,null,null,null,null,null,null,null,null,null,null,null,null,null,null,null,null,null,null,5.5555555555555554]
[null,null,null,null,null,null,null,null,null,null,null,null,null,null,null,null,null,null,null,null,null,null,null,null,null,null,null,null,null,null,null,null,null,null,null,null,null,null,null,null,null,null,null,null,null,null,null,null,null,null,null,null,null,0.35799999999999998,59.892612110026199,59.787146673709046,0.35799999999999998,null,0.35799999999999998,0,0.35799999999999998,0,null,null,null,null,null,null,null,null,null,null,null,null,null,null,null,null,null,null,null,null,null,null,null,null,null,5.5555555555555554]
[null,null,null,null,null,null,null,null,null,null,null,null,null,null,null,null,null,null,null,null,null,null,null,null,null,null,null,null,null,null,null,null,null,null,null,null,null,null,null,null,null,null,null,null,null,null,null,null,null,null,null,null,null,0.35899999999999999,59.892333720752426,59.7866413981384,0.35899999999999999,null,0.35899999999999999,0,0.35899999999999999,0,null,null,null,null,null,null,null,null,null,null,null,null,null,null,null,null,null,null,null,null,null,null,null,null,null,5.5555555555555554]
[null,null,null,null,null,null,null,null,null,null,null,null,null,null,null,null,null,null,null,null,null,null,null,null,null,null,null,null,null,null,null,null,null,null,null,null,null,null,null,null,null,null,null,null,null,null,null,null,null,null,null,null,null,0.36,59.892055445832149,59.786136568697437,0.36,null,0.36,0,0.36,0,null,null,null,null,null,null,null,null,null,null,null,null,null,null,null,null,null,null,null,null,null,null,null,null,null,5.5555555555555554]
[null,null,null,null,null,null,null,null,null,null,null,null,null,null,null,null,null,null,null,null,null,null,null,null,null,null,null,null,null,null,null,null,null,null,null,null,null,null,null,null,null,null,null,null,null,null,null,null,null,null,null,null,null,0.36099999999999999,59.891777285218396,59.785632184992252,0.36099999999999999,null,0.36099999999999999,0,0.36099999999999999,0,null,null,null,null,null,null,null,null,null,null,null,null,null,null,null,null,null,null,null,null,null,null,null,null,null,5.5555555555555554]
[null,null,null,null,null,null,null,null,null,null,null,null,null,null,null,null,null,null,null,null,null,null,null,null,null,null,null,null,null,null,null,null,null,null,null,null,null,null,null,null,null,null,null,null,null,null,null,null,null,null,null,null,null,0.36199999999999999,59.891499238864213,59.785128246629291,0.36199999999999999,null,0.36199999999999999,0,0.36199999999999999,0,null,null,null,null,null,null,null,null,null,null,null,null,null,null,null,null,null,null,null,null,null,null,null,null,null,5.5555555555555554]
[null,null,null,null,null,null,null,null,null,null,null,null,null,null,null,null,null,null,null,null,null,null,null,null,null,null,null,null,null,null,null,null,null,null,null,null,null,null,null,null,null,null,null,null,null,null,null,null,null,null,null,null,null,0.36299999999999999,59.891221306722663,59.784624753215326,0.36299999999999999,null,0.36299999999999999,0,0.36299999999999999,0,null,null,null,null,null,null,null,null,null,null,null,null,null,null,null,null,null,null,null,null,null,null,null,null,null,5.5555555555555554]
[null,null,null,null,null,null,null,null,null,null,null,null,null,null,null,null,null,null,null,null,null,null,null,null,null,null,null,null,null,null,null,null,null,null,null,null,null,null,null,null,null,null,null,null,null,null,null,null,null,null,null,null,null,0.36399999999999999,59.890943488746835,59.78412170435751,0.36399999999999999,null,0.36399999999999999,0,0.36399999999999999,0,null,null,null,null,null,null,null,null,null,null,null,null,null,null,null,null,null,null,null,null,null,null,null,null,null,5.5555555555555554]
[null,null,null,null,null,null,null,null,null,null,null,null,null,null,null,null,null,null,null,null,null,null,null,null,null,null,null,null,null,null,null,null,null,null,null,null,null,null,null,null,null,null,null,null,null,null,null,null,null,null,null,null,null,0.36499999999999999,59.890665784889833,59.783619099663312,0.36499999999999999,null,0.36499999999999999,0,0.36499999999999999,0,null,null,null,null,null,null,null,null,null,null,null,null,null,null,null,null,null,null,null,null,null,null,null,null,null,5.5555555555555554]
[null,null,null,null,null,null,null,null,null,null,null,null,null,null,null,null,null,null,null,null,null,null,null,null,null,null,null,null,null,null,null,null,null,null,null,null,null,null,null,null,null,null,null,null,null,null,null,null,null,null,null,null,null,0.36599999999999999,59.890388195104777,59.783116938740569,0.36599999999999999,null,0.36599999999999999,0,0.36599999999999999,0,null,null,null,null,null,null,null,null,null,null,null,null,null,null,null,null,null,null,null,null,null,null,null,null,null,5.5555555555555554]
[null,null,null,null,null,null,null,null,null,null,null,null,null,null,null,null,null,null,null,null,null,null,null,null,null,null,null,null,null,null,null,null,null,null,null,null,null,null,null,null,null,null,null,null,null,null,null,null,null,null,null,null,null,0.36699999999999999,59.890110719344811,59.782615221197446,0.36699999999999999,null,0.36699999999999999,0,0.36699999999999999,0,null,null,null,null,null,null,null,null,null,null,null,null,null,null,null,null,null,null,null,null,null,null,null,null,null,5.5555555555555554]
[null,null,null,null,null,null,null,null,null,null,null,null,null,null,null,null,null,null,null,null,null,null,null,null,null,null,null,null,null,null,null,null,null,null,null,null,null,null,null,null,null,null,null,null,null,null,null,null,null,null,null,null,null,0.36799999999999999,59.889833357563099,59.782113946642482,0.36799999999999999,null,0.36799999999999999,0,0.36799999999999999,0,null,null,null,null,null,null,null,null,null,null,null,null,null,null,null,null,null,null,null,null,null,null,null,null,null,5.5555555555555554]
[null,null,null,null,null,null,null,null,null,null,null,null,null,null,null,null,null,null,null,null,null,null,null,null,null,null,null,null,null,null,null,null,null,null,null,null,null,null,null,null,null,null,null,null,null,null,null,null,null,null,null,null,null,0.36899999999999999,59.889556109712821,59.781613114684525,0.36899999999999999,null,0.36899999999999999,0,0.36899999999999999,0,null,null,null,null,null,null,null,null,null,null,null,null,null,null,null,null,null,null,null,null,null,null,null,null,null,5.5555555555555554]
[null,null,null,null,null,null,null,null,null,null,null,null,null,null,null,null,null,null,null,null,null,null,null,null,null,null,null,null,null,null,null,null,null,null,null,null,null,null,null,null,null,null,null,null,null,null,null,null,null,null,null,null,null,0.37,59.889278975747175,59.781112724932797,0.37,null,0.37,0,0.37,0,null,null,null,null,null,null,null,null,null,null,null,null,null,null,null,null,null,null,null,null,null,null,null,null,null,5.5555555555555554]
[null,null,null,null,null,null,null,null,null,null,null,null,null,null,null,null,null,null,null,null,null,null,null,null,null,null,null,null,null,null,null,null,null,null,null,null,null,null,null,null,null,null,null,null,null,null,null,null,null,null,null,null,null,0.371,59.889001955619392,59.780612776996847,0.371,null,0.371,0,0.371,0,null,null,null,null,null,null,null,null,null,null,null,null,null,null,null,null,null,null,null,null,null,null,null,null,null,5.5555555555555554]
[null,null,null,null,null,null,null,null,null,null,null,null,null,null,null,null,null,null,null,null,null,null,null,null,null,null,null,null,null,null,null,null,null,null,null,null,null,null,null,null,null,null,null,null,null,null,null,null,null,null,null,null,null,0.372,59.888725049282698,59.780113270486588,0.372,null,0.372,0,0.372,0,null,null,null,null,null,null,null,null,null,null,null,null,null,null,null,null,null,null,null,null,null,null,null,null,null,5.5555555555555554]
[null,null,null,null,null,null,null,null,null,null,null,null,null,null,null,null,null,null,null,null,null,null,null,null,null,null,null,null,null,null,null,null,null,null,null,null,null,null,null,null,null,null,null,null,null,null,null,null,null,null,null,null,null,0.373,59.888448256690353,59.779614205012258,0.373,null,0.373,0,0.373,0,null,null,null,null,null,null,null,null,null,null,null,null,null,null,null,null,null,null,null,null,null,null,null,null,null,5.5555555555555554]
[null,null,null,null,null,null,null,null,null,null,null,null,null,null,null,null,null,null,null,null,null,null,null,null,null,null,null,null,null,null,null,null,null,null,null,null,null,null,null,null,null,null,null,null,null,null,null,null,null,null,null,null,null,0.374,59.888171577795639,59.779115580184452,0.374,null,0.374,0,0.374,0,null,null,null,null,null,null,null,null,null,null,null,null,null,null,null,null,null,null,null,null,null,null,null,null,null,5.5555555555555554]
[null,null,null,null,null,null,null,null,null,null,null,null,null,null,null,null,null,null,null,null,null,null,null,null,null,null,null,null,null,null,null,null,null,null,null,null,null,null,null,null,null,null,null,null,null,null,null,null,null,null,null,null,null,0.375,59.887895012551859,59.778617395614098,0.375,null,0.375,0,0.375,0,null,null,null,null,null,null,null,null,null,null,null,null,null,null,null,null,null,null,null,null,null,null,null,null,null,5.5555555555555554]
[null,null,null,null,null,null,null,null,null,null,null,null,null,null,null,null,null,null,null,null,null,null,null,null,null,null,null,null,null,null,null,null,null,null,null,null,null,null,null,null,null,null,null,null,null,null,null,null,null,null,null,null,null,0.376,59.887618560912308,59.77811965091248,0.376,null,0.376,0,0.376,0,null,null,null,null,null,null,null,null,null,null,null,null,null,null,null,null,null,null,null,null,null,null,null,null,null,5.5555555555555554]
[null,null,null,null,null,null,null,null,null,null,null,null,null,null,null,null,null,null,null,null,null,null,null,null,null,null,null,null,null,null,null,null,null,null,null,null,null,null,null,null,null,null,null,null,null,null,null,null,null,null,null,null,null,0.377,59.887342222830341,59.777622345691213,0.377,null,0.377,0,0.377,0,null,null,null,null,null,null,null,null,null,null,null,null,null,null,null,null,null,null,null,null,null,null,null,null,null,5.5555555555555554]
[null,null,null,null,null,null,null,null,null,null,null,null,null,null,null,null,null,null,null,null,null,null,null,null,null,null,null,null,null,null,null,null,null,null,null,null,null,null,null,null,null,null,null,null,null,null,null,null,null,null,null,null,null,0.378,59.887065998259303,59.777125479562265,0.378,null,0.378,0,0.378,0,null,null,null,null,null,null,null,null,null,null,null,null,null,null,null,null,null,null,null,null,null,null,null,null,null,5.5555555555555554]
[null,null,null,null,null,null,null,null,null,null,null,null,null,null,null,null,null,null,null,null,null,null,null,null,null,null,null,null,null,null,null,null,null,null,null,null,null,null,null,null,null,null,null,null,null,null,null,null,null,null,null,null,null,0.379,59.886789887152574,59.776629052137942,0.379,null,0.379,0,0.379,0,null,null,null,null,null,null,null,null,null,null,null,null,null,null,null,null,null,null,null,null,null,null,null,null,null,5.5555555555555554]
[null,null,null,null,null,null,null,null,null,null,null,null,null,null,null,null,null,null,null,null,null,null,null,null,null,null,null,null,null,null,null,null,null,null,null,null,null,null,null,null,null,null,null,null,null,null,null,null,null,null,null,null,null,0.38,59.886513889463536,59.77613306303089,0.38,null,0.38,0,0.38,0,null,null,null,null,null,null,null,null,null,null,null,null,null,null,null,null,null,null,null,null,null,null,null,null,null,5.5555555555555554]
[null,null,null,null,null,null,null,null,null,null,null,null,null,null,null,null,null,null,null,null,null,null,null,null,null,null,null,null,null,null,null,null,null,null,null,null,null,null,null,null,null,null,null,null,null,null,null,null,null,null,null,null,null,0.38100000000000001,59.886238005145607,59.775637511854107,0.38100000000000001,null,0.38100000000000001,0,0.38100000000000001,0,null,null,null,null,null,null,null,null,null,null,null,null,null,null,null,null,null,null,null,null,null,null,null,null,null,5.5555555555555554]
[null,null,null,null,null,null,null,null,null,null,null,null,null,null,null,null,null,null,null,null,null,null,null,null,null,null,null,null,null,null,null,null,null,null,null,null,null,null,null,null,null,null,null,null,null,null,null,null,null,null,null,null,null,0.38200000000000001,59.885962234152224,59.775142398220915,0.38200000000000001,null,0.38200000000000001,0,0.38200000000000001,0,null,null,null,null,null,null,null,null,null,null,null,null,null,null,null,null,null,null,null,null,null,null,null,null,null,5.5555555555555554]
[null,null,null,null,null,null,null,null,null,null,null,null,null,null,null,null,null,null,null,null,null,null,null,null,null,null,null,null,null,null,null,null,null,null,null,null,null,null,null,null,null,null,null,null,null,null,null,null,null,null,null,null,null,0.38300000000000001,59.885686576436825,59.774647721744998,0.38300000000000001,null,0.38300000000000001,0,0.38300000000000001,0,null,null,null,null,null,null,null,null,null,null,null,null,null,null,null,null,null,null,null,null,null,null,null,null,null,5.5555555555555554]
[null,null,null,null,null,null,null,null,null,null,null,null,null,null,null,null,null,null,null,null,null,null,null,null,null,null,null,null,null,null,null,null,null,null,null,null,null,null,null,null,null,null,null,null,null,null,null,null,null,null,null,null,null,0.38400000000000001,59.885411031952884,59.774153482040361,0.38400000000000001,null,0.38400000000000001,0,0.38400000000000001,0,null,null,null,null,null,null,null,null,null,null,null,null,null,null,null,null,null,null,null,null,null,null,null,null,null,5.5555555555555554]
[null,null,null,null,null,null,null,null,null,null,null,null,null,null,null,null,null,null,null,null,null,null,null,null,null,null,null,null,null,null,null,null,null,null,null,null,null,null,null,null,null,null,null,null,null,null,null,null,null,null,null,null,null,0.38500000000000001,59.885135600653889,59.773659678721366,0.38500000000000001,null,0.38500000000000001,0,0.38500000000000001,0,null,null,null,null,null,null,null,null,null,null,null,null,null,null,null,null,null,null,null,null,null,null,null,null,null,5.5555555555555554]
[null,null,null,null,null,null,null,null,null,null,null,null,null,null,null,null,null,null,null,null,null,null,null,null,null,null,null,null,null,null,null,null,null,null,null,null,null,null,null,null,null,null,null,null,null,null,null,null,null,null,null,null,null,0.38600000000000001,59.884860282493342,59.773166311402704,0.38600000000000001,null,0.38600000000000001,0,0.38600000000000001,0,null,null,null,null,null,null,null,null,null,null,null,null,null,null,null,null,null,null,null,null,null,null,null,null,null,5.5555555555555554]
[null,null,null,null,null,null,null,null,null,null,null,null,null,null,null,null,null,null,null,null,null,null,null,null,null,null,null,null,null,null,null,null,null,null,null,null,null,null,null,null,null,null,null,null,null,null,null,null,null,null,null,null,null,0.38700000000000001,59.884585077424781,59.77267337969942,0.38700000000000001,null,0.38700000000000001,0,0.38700000000000001,0,null,null,null,null,null,null,null,null,null,null,null,null,null,null,null,null,null,null,null,null,null,null,null,null,null,5.5555555555555554]
[null,null,null,null,null,null,null,null,null,null,null,null,null,null,null,null,null,null,null,null,null,null,null,null,null,null,null,null,null,null,null,null,null,null,null,null,null,null,null,null,null,null,null,null,null,null,null,null,null,null,null,null,null,0.38800000000000001,59.884309985401742,59.772180883226881,0.38800000000000001,null,0.38800000000000001,0,0.38800000000000001,0,null,null,null,null,null,null,null,null,null,null,null,null,null,null,null,null,null,null,null,null,null,null,null,null,null,5.5555555555555554]
[null,null,null,null,null,null,null,null,null,null,null,null,null,null,null,null,null,null,null,null,null,null,null,null,null,null,null,null,null,null,null,null,null,null,null,null,null,null,null,null,null,null,null,null,null,null,null,null,null,null,null,null,null,0.38900000000000001,59.8840350063778,59.771688821600812,0.38900000000000001,null,0.38900000000000001,0,0.38900000000000001,0,null,null,null,null,null,null,null,null,null,null,null,null,null,null,null,null,null,null,null,null,null,null,null,null,null,5.5555555555555554]
[null,null,null,null,null,null,null,null,null,null,null,null,null,null,null,null,null,null,null,null,null,null,null,null,null,null,null,null,null,null,null,null,null,null,null,null,null,null,null,null,null,null,null,null,null,null,null,null,null,null,null,null,null,0.39,59.883760140306521,59.771197194437256,0.39,null,0.39,0,0.39,0,null,null,null,null,null,null,null,null,null,null,null,null,null,null,null,null,null,null,null,null,null,null,null,null,null,5.5555555555555554]
[null,null,null,null,null,null,null,null,null,null,null,null,null,null,null,null,null,null,null,null,null,null,null,null,null,null,null,null,null,null,null,null,null,null,null,null,null,null,null,null,null,null,null,null,null,null,null,null,null,null,null,null,null,0.39100000000000001,59.883485387141526,59.770706001352622,0.39100000000000001,null,0.39100000000000001,0,0.39100000000000001,0,null,null,null,null,null,null,null,null,null,null,null,null,null,null,null,null,null,null,null,null,null,null,null,null,null,5.5555555555555554]
[null,null,null,null,null,null,null,null,null,null,null,null,null,null,null,null,null,null,null,null,null,null,null,null,null,null,null,null,null,null,null,null,null,null,null,null,null,null,null,null,null,null,null,null,null,null,null,null,null,null,null,null,null,0.39200000000000002,59.883210746836419,59.770215241963633,0.39200000000000002,null,0.39200000000000002,0,0.39200000000000002,0,null,null,null,null,null,null,null,null,null,null,null,null,null,null,null,null,null,null,null,null,null,null,null,null,null,5.5555555555555554]
[null,null,null,null,null,null,null,null,null,null,null,null,null,null,null,null,null,null,null,null,null,null,null,null,null,null,null,null,null,null,null,null,null,null,null,null,null,null,null,null,null,null,null,null,null,null,null,null,null,null,null,null,null,0.39300000000000002,59.882936219344856,59.769724915887359,0.39300000000000002,null,0.39300000000000002,0,0.39300000000000002,0,null,null,null,null,null,null,null,null,null,null,null,null,null,null,null,null,null,null,null,null,null,null,null,null,null,5.5555555555555554]
[null,null,null,null,null,null,null,null,null,null,null,null,null,null,null,null,null,null,null,null,null,null,null,null,null,null,null,null,null,null,null,null,null,null,null,null,null,null,null,null,null,null,null,null,null,null,null,null,null,null,null,null,null,0.39400000000000002,59.88266180462049,59.769235022741221,0.39400000000000002,null,0.39400000000000002,0,0.39400000000000002,0,null,null,null,null,null,null,null,null,null,null,null,null,null,null,null,null,null,null,null,null,null,null,null,null,null,5.5555555555555554]
[null,null,null,null,null,null,null,null,null,null,null,null,null,null,null,null,null,null,null,null,null,null,null,null,null,null,null,null,null,null,null,null,null,null,null,null,null,null,null,null,null,null,null,null,null,null,null,null,null,null,null,null,null,0.39500000000000002,59.882387502617,59.768745562142954,0.39500000000000002,null,0.39500000000000002,0,0.39500000000000002,0,null,null,null,null,null,null,null,null,null,null,null,null,null,null,null,null,null,null,null,null,null,null,null,null,null,5.5555555555555554]
[null,null,null,null,null,null,null,null,null,null,null,null,null,null,null,null,null,null,null,null,null,null,null,null,null,null,null,null,null,null,null,null,null,null,null,null,null,null,null,null,null,null,null,null,null,null,null,null,null,null,null,null,null,0.39600000000000002,59.882113313288087,59.768256533710648,0.39600000000000002,null,0.39600000000000002,0,0.39600000000000002,0,null,null,null,null,null,null,null,null,null,null,null,null,null,null,null,null,null,null,null,null,null,null,null,null,null,5.5555555555555554]
[null,null,null,null,null,null,null,null,null,null,null,null,null,null,null,null,null,null,null,null,null,null,null,null,null,null,null,null,null,null,null,null,null,null,null,null,null,null,null,null,null,null,null,null,null,null,null,null,null,null,null,null,null,0.39700000000000002,59.88183923658746,59.767767937062729,0.39700000000000002,null,0.39700000000000002,0,0.39700000000000002,0,null,null,null,null,null,null,null,null,null,null,null,null,null,null,null,null,null,null,null,null,null,null,null,null,null,5.5555555555555554]
[null,null,null,null,null,null,null,null,null,null,null,null,null,null,null,null,null,null,null,null,null,null,null,null,null,null,null,null,null,null,null,null,null,null,null,null,null,null,null,null,null,null,null,null,null,null,null,null,null,null,null,null,null,0.39800000000000002,59.881565272468869,59.767279771817947,0.39800000000000002,null,0.39800000000000002,0,0.39800000000000002,0,null,null,null,null,null,null,null,null,null,null,null,null,null,null,null,null,null,null,null,null,null,null,null,null,null,5.5555555555555554]
[null,null,null,null,null,null,null,null,null,null,null,null,null,null,null,null,null,null,null,null,null,null,null,null,null,null,null,null,null,null,null,null,null,null,null,null,null,null,null,null,null,null,null,null,null,null,null,null,null,null,null,null,null,0.39900000000000002,59.881291420886051,59.766792037595401,0.39900000000000002,null,0.39900000000000002,0,0.39900000000000002,0,null,null,null,null,null,null,null,null,null,null,null,null,null,null,null,null,null,null,null,null,null,null,null,null,null,5.5555555555555554]
[null,null,null,null,null,null,null,null,null,null,null,null,null,null,null,null,null,null,null,null,null,null,null,null,null,null,null,null,null,null,null,null,null,null,null,null,null,null,null,null,null,null,null,null,null,null,null,null,null,null,null,null,null,0.4,59.881017681792791,59.766304734014525,0.4,null,0.4,0,0.4,0,null,null,null,null,null,null,null,null,null,null,null,null,null,null,null,null,null,null,null,null,null,null,null,null,null,5.5555555555555554]
[null,null,null,null,null,null,null,null,null,null,null,null,null,null,null,null,null,null,null,null,null,null,null,null,null,null,null,null,null,null,null,null,null,null,null,null,null,null,null,null,null,null,null,null,null,null,null,null,null,null,null,null,null,0.40100000000000002,59.880744055142884,59.76581786069508,0.40100000000000002,null,0.40100000000000002,0,0.40100000000000002,0,null,null,null,null,null,null,null,null,null,null,null,null,null,null,null,null,null,null,null,null,null,null,null,null,20,5.5555555555555554]
[null,null,null,null,null,null,null,null,null,null,null,null,null,null,null,null,null,null,null,null,null,null,null,null,null,null,null,null,null,null,null,null,null,null,null,null,null,null,null,null,null,null,null,null,null,null,null,null,null,null,null,null,null,0.40200000000000002,59.880470540890137,59.76533141725718,0.40200000000000002,null,0.40200000000000002,0,0.40200000000000002,0,null,null,null,null,null,null,null,null,null,null,null,null,null,null,null,null,null,null,null,null,null,null,null,null,20,5.5555555555555554]
[null,null,null,null,null,null,null,null,null,null,null,null,null,null,null,null,null,null,null,null,null,null,null,null,null,null,null,null,null,null,null,null,null,null,null,null,null,null,null,null,null,null,null,null,null,null,null,null,null,null,null,null,null,0.40300000000000002,59.880197138988379,59.76484540332126,0.40300000000000002,null,0.40300000000000002,0,0.40300000000000002,0,null,null,null,null,null,null,null,null,null,null,null,null,null,null,null,null,null,null,null,null,null,null,null,null,20,5.5555555555555554]
[null,null,null,null,null,null,null,null,null,null,null,null,null,null,null,null,null,null,null,null,null,null,null,null,null,null,null,null,null,null,null,null,null,null,null,null,null,null,null,null,null,null,null,null,null,null,null,null,null,null,null,null,null,0.40400000000000003,59.87992384939146,59.76435981850809,0.40400000000000003,null,0.40400000000000003,0,0.40400000000000003,0,null,null,null,null,null,null,null,null,null,null,null,null,null,null,null,null,null,null,null,null,null,null,null,null,20,5.5555555555555554]
[null,null,null,null,null,null,null,null,null,null,null,null,null,null,null,null,null,null,null,null,null,null,null,null,null,null,null,null,null,null,null,null,null,null,null,null,null,null,null,null,null,null,null,null,null,null,null,null,null,null,null,null,null,0.40500000000000003,59.879650672053252,59.763874662438788,0.40500000000000003,null,0.40500000000000003,0,0.40500000000000003,0,null,null,null,null,null,null,null,null,null,null,null,null,null,null,null,null,null,null,null,null,null,null,null,null,20,5.5555555555555554]
[null,null,null,null,null,null,null,null,null,null,null,null,null,null,null,null,null,null,null,null,null,null,null,null,null,null,null,null,null,null,null,null,null,null,null,null,null,null,null,null,null,null,null,null,null,null,null,null,null,null,null,null,null,0.40600000000000003,59.87937760692764,59.763389934734782,0.40600000000000003,null,0.40600000000000003,0,0.40600000000000003,0,null,null,null,null,null,null,null,null,null,null,null,null,null,null,null,null,null,null,null,null,null,null,null,null,20,5.5555555555555554]
[null,null,null,null,null,null,null,null,null,null,null,null,null,null,null,null,null,null,null,null,null,null,null,null,null,null,null,null,null,null,null,null,null,null,null,null,null,null,null,null,null,null,null,null,null,null,null,null,null,null,null,null,null,0.40700000000000003,59.87910465396854,59.762905635017866,0.40700000000000003,null,0.40700000000000003,0,0.40700000000000003,0,null,null,null,null,null,null,null,null,null,null,null,null,null,null,null,null,null,null,null,null,null,null,null,null,20,5.5555555555555554]
[null,null,null,null,null,null,null,null,null,null,null,null,null,null,null,null,null,null,null,null,null,null,null,null,null,null,null,null,null,null,null,null,null,null,null,null,null,null,null,null,null,null,null,null,null,null,null,null,null,null,null,null,null,0.40800000000000003,59.878831813129864,59.762421762910144,0.40800000000000003,null,0.40800000000000003,0,0.40800000000000003,0,null,null,null,null,null,null,null,null,null,null,null,null,null,null,null,null,null,null,null,null,null,null,null,null,20,5.5555555555555554]
[null,null,null,null,null,null,null,null,null,null,null,null,null,null,null,null,null,null,null,null,null,null,null,null,null,null,null,null,null,null,null,null,null,null,null,null,null,null,null,null,null,null,null,null,null,null,null,null,null,null,null,null,null,0.40900000000000003,59.878559084365563,59.761938318034055,0.40900000000000003,null,0.40900000000000003,0,0.40900000000000003,0,null,null,null,null,null,null,null,null,null,null,null,null,null,null,null,null,null,null,null,null,null,null,null,null,20,5.5555555555555554]
[null,null,null,null,null,null,null,null,null,null,null,null,null,null,null,null,null,null,null,null,null,null,null,null,null,null,null,null,null,null,null,null,null,null,null,null,null,null,null,null,null,null,null,null,null,null,null,null,null,null,null,null,null,0.41000000000000003,59.8782864676296,59.761455300012393,0.41000000000000003,null,0.41000000000000003,0,0.41000000000000003,0,null,null,null,null,null,null,null,null,null,null,null,null,null,null,null,null,null,null,null,null,null,null,null,null,20,5.5555555555555554]
[null,null,null,null,null,null,null,null,null,null,null,null,null,null,null,null,null,null,null,null,null,null,null,null,null,null,null,null,null,null,null,null,null,null,null,null,null,null,null,null,null,null,null,null,null,null,null,null,null,null,null,null,null,0.41100000000000003,59.878013962875954,59.760972708468259,0.41100000000000003,null,0.41100000000000003,0,0.41100000000000003,0,null,null,null,null,null,null,null,null,null,null,null,null,null,null,null,null,null,null,null,null,null,null,null,null,20,5.5555555555555554]
[null,null,null,null,null,null,null,null,null,null,null,null,null,null,null,null,null,null,null,null,null,null,null,null,null,null,null,null,null,null,null,null,null,null,null,null,null,null,null,null,null,null,null,null,null,null,null,null,null,null,null,null,null,0.41200000000000003,59.877741570058632,59.760490543025099,0.41200000000000003,null,0.41200000000000003,0,0.41200000000000003,0,null,null,null,null,null,null,null,null,null,null,null,null,null,null,null,null,null,null,null,null,null,null,null,null,20,5.5555555555555554]
[null,null,null,null,null,null,null,null,null,null,null,null,null,null,null,null,null,null,null,null,null,null,null,null,null,null,null,null,null,null,null,null,null,null,null,null,null,null,null,null,null,null,null,null,null,null,null,null,null,null,null,null,null,0.41300000000000003,59.877469289131653,59.76000880330669,0.41300000000000003,null,0.41300000000000003,0,0.41300000000000003,0,null,null,null,null,null,null,null,null,null,null,null,null,null,null,null,null,null,null,null,null,null,null,null,null,20,5.5555555555555554]
[null,null,null,null,null,null,null,null,null,null,null,null,null,null,null,null,null,null,null,null,null,null,null,null,null,null,null,null,null,null,null,null,null,null,null,null,null,null,null,null,null,null,null,null,null,null,null,null,null,null,null,null,null,0.41400000000000003,59.877197120049054,59.759527488937145,0.41400000000000003,null,0.41400000000000003,0,0.41400000000000003,0,null,null,null,null,null,null,null,null,null,null,null,null,null,null,null,null,null,null,null,null,null,null,null,null,20,5.5555555555555554]
[null,null,null,null,null,null,null,null,null,null,null,null,null,null,null,null,null,null,null,null,null,null,null,null,null,null,null,null,null,null,null,null,null,null,null,null,null,null,null,null,null,null,null,null,null,null,null,null,null,null,null,null,null,0.41500000000000004,59.87692506276489,59.759046599540902,0.41500000000000004,null,0.41500000000000004,0,0.41500000000000004,0,null,null,null,null,null,null,null,null,null,null,null,null,null,null,null,null,null,null,null,null,null,null,null,null,20,5.5555555555555554]
[null,null,null,null,null,null,null,null,null,null,null,null,null,null,null,null,null,null,null,null,null,null,null,null,null,null,null,null,null,null,null,null,null,null,null,null,null,null,null,null,null,null,null,null,null,null,null,null,null,null,null,null,null,0.41600000000000004,59.876653117233239,59.758566134742736,0.41600000000000004,null,0.41600000000000004,0,0.41600000000000004,0,null,null,null,null,null,null,null,null,null,null,null,null,null,null,null,null,null,null,null,null,null,null,null,null,20,5.5555555555555554]
[null,null,null,null,null,null,null,null,null,null,null,null,null,null,null,null,null,null,null,null,null,null,null,null,null,null,null,null,null,null,null,null,null,null,null,null,null,null,null,null,null,null,null,null,null,null,null,null,null,null,null,null,null,0.41699999999999998,59.8763812834082,59.758086094167744,0.41699999999999998,null,0.41699999999999998,0,0.41699999999999998,0,null,null,null,null,null,null,null,null,null,null,null,null,null,null,null,null,null,null,null,null,null,null,null,null,20,5.5555555555555554]
[null,null,null,null,null,null,null,null,null,null,null,null,null,null,null,null,null,null,null,null,null,null,null,null,null,null,null,null,null,null,null,null,null,null,null,null,null,null,null,null,null,null,null,null,null,null,null,null,null,null,null,null,null,0.41799999999999998,59.876109561243894,59.757606477441371,0.41799999999999998,null,0.41799999999999998,0,0.41799999999999998,0,null,null,null,null,null,null,null,null,null,null,null,null,null,null,null,null,null,null,null,null,null,null,null,null,20,5.5555555555555554]
[null,null,null,null,null,null,null,null,null,null,null,null,null,null,null,null,null,null,null,null,null,null,null,null,null,null,null,null,null,null,null,null,null,null,null,null,null,null,null,null,null,null,null,null,null,null,null,null,null,null,null,null,null,0.41899999999999998,59.875837950694439,59.757127284189373,0.41899999999999998,null,0.41899999999999998,0,0.41899999999999998,0,null,null,null,null,null,null,null,null,null,null,null,null,null,null,null,null,null,null,null,null,null,null,null,null,20,5.5555555555555554]
[null,null,null,null,null,null,null,null,null,null,null,null,null,null,null,null,null,null,null,null,null,null,null,null,null,null,null,null,null,null,null,null,null,null,null,null,null,null,null,null,null,null,null,null,null,null,null,null,null,null,null,null,null,0.42,59.875566451713993,59.756648514037849,0.42,null,0.42,0,0.42,0,null,null,null,null,null,null,null,null,null,null,null,null,null,null,null,null,null,null,null,null,null,null,null,null,20,5.5555555555555554]
[null,null,null,null,null,null,null,null,null,null,null,null,null,null,null,null,null,null,null,null,null,null,null,null,null,null,null,null,null,null,null,null,null,null,null,null,null,null,null,null,null,null,null,null,null,null,null,null,null,null,null,null,null,0.42099999999999999,59.875295064256733,59.756170166613231,0.42099999999999999,null,0.42099999999999999,0,0.42099999999999999,0,null,null,null,null,null,null,null,null,null,null,null,null,null,null,null,null,null,null,null,null,null,null,null,null,20,5.5555555555555554]
[null,null,null,null,null,null,null,null,null,null,null,null,null,null,null,null,null,null,null,null,null,null,null,null,null,null,null,null,null,null,null,null,null,null,null,null,null,null,null,null,null,null,null,null,null,null,null,null,null,null,null,null,null,0.42199999999999999,59.875023788276842,59.75569224154227,0.42199999999999999,null,0.42199999999999999,0,0.42199999999999999,0,null,null,null,null,null,null,null,null,null,null,null,null,null,null,null,null,null,null,null,null,null,null,null,null,20,5.5555555555555554]
[null,null,null,null,null,null,null,null,null,null,null,null,null,null,null,null,null,null,null,null,null,null,null,null,null,null,null,null,null,null,null,null,null,null,null,null,null,null,null,null,null,null,null,null,null,null,null,null,null,null,null,null,null,0.42299999999999999,59.874752623728526,59.755214738452054,0.42299999999999999,null,0.42299999999999999,0,0.42299999999999999,0,null,null,null,null,null,null,null,null,null,null,null,null,null,null,null,null,null,null,null,null,null,null,null,null,20,5.5555555555555554]
[null,null,null,null,null,null,null,null,null,null,null,null,null,null,null,null,null,null,null,null,null,null,null,null,null,null,null,null,null,null,null,null,null,null,null,null,null,null,null,null,null,null,null,null,null,null,null,null,null,null,null,null,null,0.42399999999999999,59.874481570566026,59.754737656969994,0.42399999999999999,null,0.42399999999999999,0,0.42399999999999999,0,null,null,null,null,null,null,null,null,null,null,null,null,null,null,null,null,null,null,null,null,null,null,null,null,20,5.5555555555555554]
[null,null,null,null,null,null,null,null,null,null,null,null,null,null,null,null,null,null,null,null,null,null,null,null,null,null,null,null,null,null,null,null,null,null,null,null,null,null,null,null,null,null,null,null,null,null,null,null,null,null,null,null,null,0.42499999999999999,59.874210628743569,59.754260996723843,0.42499999999999999,null,0.42499999999999999,0,0.42499999999999999,0,null,null,null,null,null,null,null,null,null,null,null,null,null,null,null,null,null,null,null,null,null,null,null,null,20,5.5555555555555554]
[null,null,null,null,null,null,null,null,null,null,null,null,null,null,null,null,null,null,null,null,null,null,null,null,null,null,null,null,null,null,null,null,null,null,null,null,null,null,null,null,null,null,null,null,null,null,null,null,null,null,null,null,null,0.42599999999999999,59.873939798215439,59.753784757341663,0.42599999999999999,null,0.42599999999999999,0,0.42599999999999999,0,null,null,null,null,null,null,null,null,null,null,null,null,null,null,null,null,null,null,null,null,null,null,null,null,20,5.5555555555555554]
[null,null,null,null,null,null,null,null,null,null,null,null,null,null,null,null,null,null,null,null,null,null,null,null,null,null,null,null,null,null,null,null,null,null,null,null,null,null,null,null,null,null,null,null,null,null,null,null,null,null,null,null,null,0.42699999999999999,59.873669078935912,59.753308938451852,0.42699999999999999,null,0.42699999999999999,0,0.42699999999999999,0,null,null,null,null,null,null,null,null,null,null,null,null,null,null,null,null,null,null,null,null,null,null,null,null,20,5.5555555555555554]
[null,null,null,null,null,null,null,null,null,null,null,null,null,null,null,null,null,null,null,null,null,null,null,null,null,null,null,null,null,null,null,null,null,null,null,null,null,null,null,null,null,null,null,null,null,null,null,null,null,null,null,null,null,0.42799999999999999,59.873398470859286,59.752833539683159,0.42799999999999999,null,0.42799999999999999,0,0.42799999999999999,0,null,null,null,null,null,null,null,null,null,null,null,null,null,null,null,null,null,null,null,null,null,null,null,null,20,5.5555555555555554]
[null,null,null,null,null,null,null,null,null,null,null,null,null,null,null,null,null,null,null,null,null,null,null,null,null,null,null,null,null,null,null,null,null,null,null,null,null,null,null,null,null,null,null,null,null,null,null,null,null,null,null,null,null,0.42899999999999999,59.873127973939887,59.752358560664618,0.42899999999999999,null,0.42899999999999999,0,0.42899999999999999,0,null,null,null,null,null,null,null,null,null,null,null,null,null,null,null,null,null,null,null,null,null,null,null,null,20,5.5555555555555554]
[null,null,null,null,null,null,null,null,null,null,null,null,null,null,null,null,null,null,null,null,null,null,null,null,null,null,null,null,null,null,null,null,null,null,null,null,null,null,null,null,null,null,null,null,null,null,null,null,null,null,null,null,null,0.43,59.872857588132057,59.75188400102563,0.43,null,0.43,0,0.43,0,null,null,null,null,null,null,null,null,null,null,null,null,null,null,null,null,null,null,null,null,null,null,null,null,20,5.5555555555555554]
[null,null,null,null,null,null,null,null,null,null,null,null,null,null,null,null,null,null,null,null,null,null,null,null,null,null,null,null,null,null,null,null,null,null,null,null,null,null,null,null,null,null,null,null,null,null,null,null,null,null,null,null,null,0.43099999999999999,59.872587313390149,59.751409860395896,0.43099999999999999,null,0.43099999999999999,0,0.43099999999999999,0,null,null,null,null,null,null,null,null,null,null,null,null,null,null,null,null,null,null,null,null,null,null,null,null,20,5.5555555555555554]
[null,null,null,null,null,null,null,null,null,null,null,null,null,null,null,null,null,null,null,null,null,null,null,null,null,null,null,null,null,null,null,null,null,null,null,null,null,null,null,null,null,null,null,null,null,null,null,null,null,null,null,null,null,0.432,59.87231714966854,59.750936138405457,0.432,null,0.432,0,0.432,0,null,null,null,null,null,null,null,null,null,null,null,null,null,null,null,null,null,null,null,null,null,null,null,null,20,5.5555555555555554]
[null,null,null,null,null,null,null,null,null,null,null,null,null,null,null,null,null,null,null,null,null,null,null,null,null,null,null,null,null,null,null,null,null,null,null,null,null,null,null,null,null,null,null,null,null,null,null,null,null,null,null,null,null,0.433,59.872047096921641,59.750462834684683,0.433,null,0.433,0,0.433,0,null,null,null,null,null,null,null,null,null,null,null,null,null,null,null,null,null,null,null,null,null,null,null,null,20,5.5555555555555554]
[null,null,null,null,null,null,null,null,null,null,null,null,null,null,null,null,null,null,null,null,null,null,null,null,null,null,null,null,null,null,null,null,null,null,null,null,null,null,null,null,null,null,null,null,null,null,null,null,null,null,null,null,null,0.434,59.87177715510385,59.749989948864268,0.434,null,0.434,0,0.434,0,null,null,null,null,null,null,null,null,null,null,null,null,null,null,null,null,null,null,null,null,null,null,null,null,20,5.5555555555555554]
[null,null,null,null,null,null,null,null,null,null,null,null,null,null,null,null,null,null,null,null,null,null,null,null,null,null,null,null,null,null,null,null,null,null,null,null,null,null,null,null,null,null,null,null,null,null,null,null,null,null,null,null,null,0.435,59.871507324169606,59.749517480575214,0.435,null,0.435,0,0.435,0,null,null,null,null,null,null,null,null,null,null,null,null,null,null,null,null,null,null,null,null,null,null,null,null,20,5.5555555555555554]
[null,null,null,null,null,null,null,null,null,null,null,null,null,null,null,null,null,null,null,null,null,null,null,null,null,null,null,null,null,null,null,null,null,null,null,null,null,null,null,null,null,null,null,null,null,null,null,null,null,null,null,null,null,0.436,59.871237604073364,59.749045429448884,0.436,null,0.436,0,0.436,0,null,null,null,null,null,null,null,null,null,null,null,null,null,null,null,null,null,null,null,null,null,null,null,null,20,5.5555555555555554]
[null,null,null,null,null,null,null,null,null,null,null,null,null,null,null,null,null,null,null,null,null,null,null,null,null,null,null,null,null,null,null,null,null,null,null,null,null,null,null,null,null,null,null,null,null,null,null,null,null,null,null,null,null,0.437,59.870967994769593,59.748573795116933,0.437,null,0.437,0,0.437,0,null,null,null,null,null,null,null,null,null,null,null,null,null,null,null,null,null,null,null,null,null,null,null,null,20,5.5555555555555554]
[null,null,null,null,null,null,null,null,null,null,null,null,null,null,null,null,null,null,null,null,null,null,null,null,null,null,null,null,null,null,null,null,null,null,null,null,null,null,null,null,null,null,null,null,null,null,null,null,null,null,null,null,null,0.438,59.870698496212789,59.748102577211355,0.438,null,0.438,0,0.438,0,null,null,null,null,null,null,null,null,null,null,null,null,null,null,null,null,null,null,null,null,null,null,null,null,20,5.5555555555555554]
[null,null,null,null,null,null,null,null,null,null,null,null,null,null,null,null,null,null,null,null,null,null,null,null,null,null,null,null,null,null,null,null,null,null,null,null,null,null,null,null,null,null,null,null,null,null,null,null,null,null,null,null,null,0.439,59.870429108357456,59.747631775364482,0.439,null,0.439,0,0.439,0,null,null,null,null,null,null,null,null,null,null,null,null,null,null,null,null,null,null,null,null,null,null,null,null,20,5.5555555555555554]
[null,null,null,null,null,null,null,null,null,null,null,null,null,null,null,null,null,null,null,null,null,null,null,null,null,null,null,null,null,null,null,null,null,null,null,null,null,null,null,null,null,null,null,null,null,null,null,null,null,null,null,null,null,0.44,59.870159831158112,59.747161389208948,0.44,null,0.44,0,0.44,0,null,null,null,null,null,null,null,null,null,null,null,null,null,null,null,null,null,null,null,null,null,null,null,null,20,5.5555555555555554]
[null,null,null,null,null,null,null,null,null,null,null,null,null,null,null,null,null,null,null,null,null,null,null,null,null,null,null,null,null,null,null,null,null,null,null,null,null,null,null,null,null,null,null,null,null,null,null,null,null,null,null,null,null,0.441,59.869890664569319,59.746691418377722,0.441,null,0.441,0,0.441,0,null,null,null,null,null,null,null,null,null,null,null,null,null,null,null,null,null,null,null,null,null,null,null,null,20,5.5555555555555554]
[null,null,null,null,null,null,null,null,null,null,null,null,null,null,null,null,null,null,null,null,null,null,null,null,null,null,null,null,null,null,null,null,null,null,null,null,null,null,null,null,null,null,null,null,null,null,null,null,null,null,null,null,null,0.442,59.869621608545636,59.746221862504093,0.442,null,0.442,0,0.442,0,null,null,null,null,null,null,null,null,null,null,null,null,null,null,null,null,null,null,null,null,null,null,null,null,20,5.5555555555555554]
[null,null,null,null,null,null,null,null,null,null,null,null,null,null,null,null,null,null,null,null,null,null,null,null,null,null,null,null,null,null,null,null,null,null,null,null,null,null,null,null,null,null,null,null,null,null,null,null,null,null,null,null,null,0.443,59.869352663041639,59.745752721221685,0.443,null,0.443,0,0.443,0,null,null,null,null,null,null,null,null,null,null,null,null,null,null,null,null,null,null,null,null,null,null,null,null,20,5.5555555555555554]
[null,null,null,null,null,null,null,null,null,null,null,null,null,null,null,null,null,null,null,null,null,null,null,null,null,null,null,null,null,null,null,null,null,null,null,null,null,null,null,null,null,null,null,null,null,null,null,null,null,null,null,null,null,0.44400000000000001,59.869083828011945,59.745283994164431,0.44400000000000001,null,0.44400000000000001,0,0.44400000000000001,0,null,null,null,null,null,null,null,null,null,null,null,null,null,null,null,null,null,null,null,null,null,null,null,null,20,5.5555555555555554]
[null,null,null,null,null,null,null,null,null,null,null,null,null,null,null,null,null,null,null,null,null,null,null,null,null,null,null,null,null,null,null,null,null,null,null,null,null,null,null,null,null,null,null,null,null,null,null,null,null,null,null,null,null,0.44500000000000001,59.868815103411158,59.744815680966596,0.44500000000000001,null,0.44500000000000001,0,0.44500000000000001,0,null,null,null,null,null,null,null,null,null,null,null,null,null,null,null,null,null,null,null,null,null,null,null,null,20,5.5555555555555554]
[null,null,null,null,null,null,null,null,null,null,null,null,null,null,null,null,null,null,null,null,null,null,null,null,null,null,null,null,null,null,null,null,null,null,null,null,null,null,null,null,null,null,null,null,null,null,null,null,null,null,null,null,null,0.44600000000000001,59.868546489193925,59.744347781262768,0.44600000000000001,null,0.44600000000000001,0,0.44600000000000001,0,null,null,null,null,null,null,null,null,null,null,null,null,null,null,null,null,null,null,null,null,null,null,null,null,20,5.5555555555555554]
[null,null,null,null,null,null,null,null,null,null,null,null,null,null,null,null,null,null,null,null,null,null,null,null,null,null,null,null,null,null,null,null,null,null,null,null,null,null,null,null,null,null,null,null,null,null,null,null,null,null,null,null,null,0.44700000000000001,59.868277985314911,59.743880294687855,0.44700000000000001,null,0.44700000000000001,0,0.44700000000000001,0,null,null,null,null,null,null,null,null,null,null,null,null,null,null,null,null,null,null,null,null,null,null,null,null,20,5.5555555555555554]
[null,null,null,null,null,null,null,null,null,null,null,null,null,null,null,null,null,null,null,null,null,null,null,null,null,null,null,null,null,null,null,null,null,null,null,null,null,null,null,null,null,null,null,null,null,null,null,null,null,null,null,null,null,0.44800000000000001,59.868009591728779,59.743413220877081,0.44800000000000001,null,0.44800000000000001,0,0.44800000000000001,0,null,null,null,null,null,null,null,null,null,null,null,null,null,null,null,null,null,null,null,null,null,null,null,null,20,5.5555555555555554]
[null,null,null,null,null,null,null,null,null,null,null,null,null,null,null,null,null,null,null,null,null,null,null,null,null,null,null,null,null,null,null,null,null,null,null,null,null,null,null,null,null,null,null,null,null,null,null,null,null,null,null,null,null,0.44900000000000001,59.867741308390237,59.742946559466006,0.44900000000000001,null,0.44900000000000001,0,0.44900000000000001,0,null,null,null,null,null,null,null,null,null,null,null,null,null,null,null,null,null,null,null,null,null,null,null,null,20,5.5555555555555554]
[null,null,null,null,null,null,null,null,null,null,null,null,null,null,null,null,null,null,null,null,null,null,null,null,null,null,null,null,null,null,null,null,null,null,null,null,null,null,null,null,null,null,null,null,null,null,null,null,null,null,null,null,null,0.45,59.867473135253988,59.7424803100905,0.45,null,0.45,0,0.45,0,null,null,null,null,null,null,null,null,null,null,null,null,null,null,null,null,null,null,null,null,null,null,null,null,20,5.5555555555555554]
[null,null,null,null,null,null,null,null,null,null,null,null,null,null,null,null,null,null,null,null,null,null,null,null,null,null,null,null,null,null,null,null,null,null,null,null,null,null,null,null,null,null,null,null,null,null,null,null,null,null,null,null,null,0.45100000000000001,59.867205072274764,59.742014472386764,0.45100000000000001,null,0.45100000000000001,0,0.45100000000000001,0,null,null,null,null,null,null,null,null,null,null,null,null,null,null,null,null,null,null,null,null,null,null,null,null,20,5.5555555555555554]
[null,null,null,null,null,null,null,null,null,null,null,null,null,null,null,null,null,null,null,null,null,null,null,null,null,null,null,null,null,null,null,null,null,null,null,null,null,null,null,null,null,null,null,null,null,null,null,null,null,null,null,null,null,0.45200000000000001,59.866937119407332,59.741549045991306,0.45200000000000001,null,0.45200000000000001,0,0.45200000000000001,0,null,null,null,null,null,null,null,null,null,null,null,null,null,null,null,null,null,null,null,null,null,null,null,null,20,5.5555555555555554]
[null,null,null,null,null,null,null,null,null,null,null,null,null,null,null,null,null,null,null,null,null,null,null,null,null,null,null,null,null,null,null,null,null,null,null,null,null,null,null,null,null,null,null,null,null,null,null,null,null,null,null,null,null,0.45300000000000001,59.866669276606444,59.741084030540975,0.45300000000000001,null,0.45300000000000001,0,0.45300000000000001,0,null,null,null,null,null,null,null,null,null,null,null,null,null,null,null,null,null,null,null,null,null,null,null,null,20,5.5555555555555554]
[null,null,null,null,null,null,null,null,null,null,null,null,null,null,null,null,null,null,null,null,null,null,null,null,null,null,null,null,null,null,null,null,null,null,null,null,null,null,null,null,null,null,null,null,null,null,null,null,null,null,null,null,null,0.45400000000000001,59.866401543826896,59.740619425672925,0.45400000000000001,null,0.45400000000000001,0,0.45400000000000001,0,null,null,null,null,null,null,null,null,null,null,null,null,null,null,null,null,null,null,null,null,null,null,null,null,20,5.5555555555555554]
[null,null,null,null,null,null,null,null,null,null,null,null,null,null,null,null,null,null,null,null,null,null,null,null,null,null,null,null,null,null,null,null,null,null,null,null,null,null,null,null,null,null,null,null,null,null,null,null,null,null,null,null,null,0.45500000000000002,59.86613392102349,59.74015523102463,0.45500000000000002,null,0.45500000000000002,0,0.45500000000000002,0,null,null,null,null,null,null,null,null,null,null,null,null,null,null,null,null,null,null,null,null,null,null,null,null,20,5.5555555555555554]
[null,null,null,null,null,null,null,null,null,null,null,null,null,null,null,null,null,null,null,null,null,null,null,null,null,null,null,null,null,null,null,null,null,null,null,null,null,null,null,null,null,null,null,null,null,null,null,null,null,null,null,null,null,0.45600000000000002,59.865866408151057,59.739691446233891,0.45600000000000002,null,0.45600000000000002,0,0.45600000000000002,0,null,null,null,null,null,null,null,null,null,null,null,null,null,null,null,null,null,null,null,null,null,null,null,null,20,5.5555555555555554]
[null,null,null,null,null,null,null,null,null,null,null,null,null,null,null,null,null,null,null,null,null,null,null,null,null,null,null,null,null,null,null,null,null,null,null,null,null,null,null,null,null,null,null,null,null,null,null,null,null,null,null,null,null,0.45700000000000002,59.865599005164441,59.739228070938836,0.45700000000000002,null,0.45700000000000002,0,0.45700000000000002,0,null,null,null,null,null,null,null,null,null,null,null,null,null,null,null,null,null,null,null,null,null,null,null,null,20,5.5555555555555554]
[null,null,null,null,null,null,null,null,null,null,null,null,null,null,null,null,null,null,null,null,null,null,null,null,null,null,null,null,null,null,null,null,null,null,null,null,null,null,null,null,null,null,null,null,null,null,null,null,null,null,null,null,null,0.45800000000000002,59.865331712018502,59.738765104777897,0.45800000000000002,null,0.45800000000000002,0,0.45800000000000002,0,null,null,null,null,null,null,null,null,null,null,null,null,null,null,null,null,null,null,null,null,null,null,null,null,20,5.5555555555555554]
[null,null,null,null,null,null,null,null,null,null,null,null,null,null,null,null,null,null,null,null,null,null,null,null,null,null,null,null,null,null,null,null,null,null,null,null,null,null,null,null,null,null,null,null,null,null,null,null,null,null,null,null,null,0.45900000000000002,59.865064528668114,59.738302547389836,0.45900000000000002,null,0.45900000000000002,0,0.45900000000000002,0,null,null,null,null,null,null,null,null,null,null,null,null,null,null,null,null,null,null,null,null,null,null,null,null,20,5.5555555555555554]
[null,null,null,null,null,null,null,null,null,null,null,null,null,null,null,null,null,null,null,null,null,null,null,null,null,null,null,null,null,null,null,null,null,null,null,null,null,null,null,null,null,null,null,null,null,null,null,null,null,null,null,null,null,0.46,59.864797455068192,59.737840398413717,0.46,null,0.46,0,0.46,0,null,null,null,null,null,null,null,null,null,null,null,null,null,null,null,null,null,null,null,null,null,null,null,null,20,5.5555555555555554]
[null,null,null,null,null,null,null,null,null,null,null,null,null,null,null,null,null,null,null,null,null,null,null,null,null,null,null,null,null,null,null,null,null,null,null,null,null,null,null,null,null,null,null,null,null,null,null,null,null,null,null,null,null,0.46100000000000002,59.864530491173639,59.737378657488954,0.46100000000000002,null,0.46100000000000002,0,0.46100000000000002,0,null,null,null,null,null,null,null,null,null,null,null,null,null,null,null,null,null,null,null,null,null,null,null,null,20,5.5555555555555554]
[null,null,null,null,null,null,null,null,null,null,null,null,null,null,null,null,null,null,null,null,null,null,null,null,null,null,null,null,null,null,null,null,null,null,null,null,null,null,null,null,null,null,null,null,null,null,null,null,null,null,null,null,null,0.46200000000000002,59.864263636939398,59.736917324255245,0.46200000000000002,null,0.46200000000000002,0,0.46200000000000002,0,null,null,null,null,null,null,null,null,null,null,null,null,null,null,null,null,null,null,null,null,null,null,null,null,20,5.5555555555555554]
[null,null,null,null,null,null,null,null,null,null,null,null,null,null,null,null,null,null,null,null,null,null,null,null,null,null,null,null,null,null,null,null,null,null,null,null,null,null,null,null,null,null,null,null,null,null,null,null,null,null,null,null,null,0.46300000000000002,59.863996892320429,59.73645639835263,0.46300000000000002,null,0.46300000000000002,0,0.46300000000000002,0,null,null,null,null,null,null,null,null,null,null,null,null,null,null,null,null,null,null,null,null,null,null,null,null,20,5.5555555555555554]
[null,null,null,null,null,null,null,null,null,null,null,null,null,null,null,null,null,null,null,null,null,null,null,null,null,null,null,null,null,null,null,null,null,null,null,null,null,null,null,null,null,null,null,null,null,null,null,null,null,null,null,null,null,0.46400000000000002,59.863730257271698,59.735995879421452,0.46400000000000002,null,0.46400000000000002,0,0.46400000000000002,0,null,null,null,null,null,null,null,null,null,null,null,null,null,null,null,null,null,null,null,null,null,null,null,null,20,5.5555555555555554]
[null,null,null,null,null,null,null,null,null,null,null,null,null,null,null,null,null,null,null,null,null,null,null,null,null,null,null,null,null,null,null,null,null,null,null,null,null,null,null,null,null,null,null,null,null,null,null,null,null,null,null,null,null,0.46500000000000002,59.863463731748197,59.735535767102391,0.46500000000000002,null,0.46500000000000002,0,0.46500000000000002,0,null,null,null,null,null,null,null,null,null,null,null,null,null,null,null,null,null,null,null,null,null,null,null,null,20,5.5555555555555554]
[null,null,null,null,null,null,null,null,null,null,null,null,null,null,null,null,null,null,null,null,null,null,null,null,null,null,null,null,null,null,null,null,null,null,null,null,null,null,null,null,null,null,null,null,null,null,null,null,null,null,null,null,null,0.46600000000000003,59.863197315704937,59.735076061036416,0.46600000000000003,null,0.46600000000000003,0,0.46600000000000003,0,null,null,null,null,null,null,null,null,null,null,null,null,null,null,null,null,null,null,null,null,null,null,null,null,20,5.5555555555555554]
[null,null,null,null,null,null,null,null,null,null,null,null,null,null,null,null,null,null,null,null,null,null,null,null,null,null,null,null,null,null,null,null,null,null,null,null,null,null,null,null,null,null,null,null,null,null,null,null,null,null,null,null,null,0.46700000000000003,59.862931009096954,59.734616760864839,0.46700000000000003,null,0.46700000000000003,0,0.46700000000000003,0,null,null,null,null,null,null,null,null,null,null,null,null,null,null,null,null,null,null,null,null,null,null,null,null,20,5.5555555555555554]
[null,null,null,null,null,null,null,null,null,null,null,null,null,null,null,null,null,null,null,null,null,null,null,null,null,null,null,null,null,null,null,null,null,null,null,null,null,null,null,null,null,null,null,null,null,null,null,null,null,null,null,null,null,0.46800000000000003,59.862664811879284,59.734157866229282,0.46800000000000003,null,0.46800000000000003,0,0.46800000000000003,0,null,null,null,null,null,null,null,null,null,null,null,null,null,null,null,null,null,null,null,null,null,null,null,null,20,5.5555555555555554]
[null,null,null,null,null,null,null,null,null,null,null,null,null,null,null,null,null,null,null,null,null,null,null,null,null,null,null,null,null,null,null,null,null,null,null,null,null,null,null,null,null,null,null,null,null,null,null,null,null,null,null,null,null,0.46900000000000003,59.862398724007008,59.733699376771661,0.46900000000000003,null,0.46900000000000003,0,0.46900000000000003,0,null,null,null,null,null,null,null,null,null,null,null,null,null,null,null,null,null,null,null,null,null,null,null,null,20,5.5555555555555554]
[null,null,null,null,null,null,null,null,null,null,null,null,null,null,null,null,null,null,null,null,null,null,null,null,null,null,null,null,null,null,null,null,null,null,null,null,null,null,null,null,null,null,null,null,null,null,null,null,null,null,null,null,null,0.47000000000000003,59.862132745435197,59.733241292134245,0.47000000000000003,null,0.47000000000000003,0,0.47000000000000003,0,null,null,null,null,null,null,null,null,null,null,null,null,null,null,null,null,null,null,null,null,null,null,null,null,20,5.5555555555555554]
[null,null,null,null,null,null,null,null,null,null,null,null,null,null,null,null,null,null,null,null,null,null,null,null,null,null,null,null,null,null,null,null,null,null,null,null,null,null,null,null,null,null,null,null,null,null,null,null,null,null,null,null,null,0.47100000000000003,59.861866876118953,59.732783611959597,0.47100000000000003,null,0.47100000000000003,0,0.47100000000000003,0,null,null,null,null,null,null,null,null,null,null,null,null,null,null,null,null,null,null,null,null,null,null,null,null,20,5.5555555555555554]
[null,null,null,null,null,null,null,null,null,null,null,null,null,null,null,null,null,null,null,null,null,null,null,null,null,null,null,null,null,null,null,null,null,null,null,null,null,null,null,null,null,null,null,null,null,null,null,null,null,null,null,null,null,0.47200000000000003,59.861601116013411,59.732326335890598,0.47200000000000003,null,0.47200000000000003,0,0.47200000000000003,0,null,null,null,null,null,null,null,null,null,null,null,null,null,null,null,null,null,null,null,null,null,null,null,null,20,5.5555555555555554]
[null,null,null,null,null,null,null,null,null,null,null,null,null,null,null,null,null,null,null,null,null,null,null,null,null,null,null,null,null,null,null,null,null,null,null,null,null,null,null,null,null,null,null,null,null,null,null,null,null,null,null,null,null,0.47300000000000003,59.861335465073694,59.73186946357044,0.47300000000000003,null,0.47300000000000003,0,0.47300000000000003,0,null,null,null,null,null,null,null,null,null,null,null,null,null,null,null,null,null,null,null,null,null,null,null,null,20,5.5555555555555554]
[null,null,null,null,null,null,null,null,null,null,null,null,null,null,null,null,null,null,null,null,null,null,null,null,null,null,null,null,null,null,null,null,null,null,null,null,null,null,null,null,null,null,null,null,null,null,null,null,null,null,null,null,null,0.47400000000000003,59.861069923254973,59.731412994642639,0.47400000000000003,null,0.47400000000000003,0,0.47400000000000003,0,null,null,null,null,null,null,null,null,null,null,null,null,null,null,null,null,null,null,null,null,null,null,null,null,20,5.5555555555555554]
[null,null,null,null,null,null,null,null,null,null,null,null,null,null,null,null,null,null,null,null,null,null,null,null,null,null,null,null,null,null,null,null,null,null,null,null,null,null,null,null,null,null,null,null,null,null,null,null,null,null,null,null,null,0.47500000000000003,59.860804490512422,59.730956928751027,0.47500000000000003,null,0.47500000000000003,0,0.47500000000000003,0,null,null,null,null,null,null,null,null,null,null,null,null,null,null,null,null,null,null,null,null,null,null,null,null,20,5.5555555555555554]
[null,null,null,null,null,null,null,null,null,null,null,null,null,null,null,null,null,null,null,null,null,null,null,null,null,null,null,null,null,null,null,null,null,null,null,null,null,null,null,null,null,null,null,null,null,null,null,null,null,null,null,null,null,0.47600000000000003,59.860539166801232,59.730501265539743,0.47600000000000003,null,0.47600000000000003,0,0.47600000000000003,0,null,null,null,null,null,null,null,null,null,null,null,null,null,null,null,null,null,null,null,null,null,null,null,null,20,5.5555555555555554]
[null,null,null,null,null,null,null,null,null,null,null,null,null,null,null,null,null,null,null,null,null,null,null,null,null,null,null,null,null,null,null,null,null,null,null,null,null,null,null,null,null,null,null,null,null,null,null,null,null,null,null,null,null,0.47700000000000004,59.860273952076618,59.730046004653246,0.47700000000000004,null,0.47700000000000004,0,0.47700000000000004,0,null,null,null,null,null,null,null,null,null,null,null,null,null,null,null,null,null,null,null,null,null,null,null,null,20,5.5555555555555554]
[null,null,null,null,null,null,null,null,null,null,null,null,null,null,null,null,null,null,null,null,null,null,null,null,null,null,null,null,null,null,null,null,null,null,null,null,null,null,null,null,null,null,null,null,null,null,null,null,null,null,null,null,null,0.47800000000000004,59.860008846293816,59.7295911457363,0.47800000000000004,null,0.47800000000000004,0,0.47800000000000004,0,null,null,null,null,null,null,null,null,null,null,null,null,null,null,null,null,null,null,null,null,null,null,null,null,20,5.5555555555555554]
[null,null,null,null,null,null,null,null,null,null,null,null,null,null,null,null,null,null,null,null,null,null,null,null,null,null,null,null,null,null,null,null,null,null,null,null,null,null,null,null,null,null,null,null,null,null,null,null,null,null,null,null,null,0.47900000000000004,59.859743849408069,59.729136688433989,0.47900000000000004,null,0.47900000000000004,0,0.47900000000000004,0,null,null,null,null,null,null,null,null,null,null,null,null,null,null,null,null,null,null,null,null,null,null,null,null,20,5.5555555555555554]
[null,null,null,null,null,null,null,null,null,null,null,null,null,null,null,null,null,null,null,null,null,null,null,null,null,null,null,null,null,null,null,null,null,null,null,null,null,null,null,null,null,null,null,null,null,null,null,null,null,null,null,null,null,0.48,59.859478961374649,59.72868263239171,0.48,null,0.48,0,0.48,0,null,null,null,null,null,null,null,null,null,null,null,null,null,null,null,null,null,null,null,null,null,null,null,null,20,5.5555555555555554]
[null,null,null,null,null,null,null,null,null,null,null,null,null,null,null,null,null,null,null,null,null,null,null,null,null,null,null,null,null,null,null,null,null,null,null,null,null,null,null,null,null,null,null,null,null,null,null,null,null,null,null,null,null,0.48099999999999998,59.85921418214884,59.728228977255178,0.48099999999999998,null,0.48099999999999998,0,0.48099999999999998,0,null,null,null,null,null,null,null,null,null,null,null,null,null,null,null,null,null,null,null,null,null,null,null,null,20,5.5555555555555554]
[null,null,null,null,null,null,null,null,null,null,null,null,null,null,null,null,null,null,null,null,null,null,null,null,null,null,null,null,null,null,null,null,null,null,null,null,null,null,null,null,null,null,null,null,null,null,null,null,null,null,null,null,null,0.48199999999999998,59.858949511685957,59.727775722670415,0.48199999999999998,null,0.48199999999999998,0,0.48199999999999998,0,null,null,null,null,null,null,null,null,null,null,null,null,null,null,null,null,null,null,null,null,null,null,null,null,20,5.5555555555555554]
[null,null,null,null,null,null,null,null,null,null,null,null,null,null,null,null,null,null,null,null,null,null,null,null,null,null,null,null,null,null,null,null,null,null,null,null,null,null,null,null,null,null,null,null,null,null,null,null,null,null,null,null,null,0.48299999999999998,59.858684949941313,59.727322868283757,0.48299999999999998,null,0.48299999999999998,0,0.48299999999999998,0,null,null,null,null,null,null,null,null,null,null,null,null,null,null,null,null,null,null,null,null,null,null,null,null,20,5.5555555555555554]
[null,null,null,null,null,null,null,null,null,null,null,null,null,null,null,null,null,null,null,null,null,null,null,null,null,null,null,null,null,null,null,null,null,null,null,null,null,null,null,null,null,null,null,null,null,null,null,null,null,null,null,null,null,0.48399999999999999,59.858420496870252,59.72687041374185,0.48399999999999999,null,0.48399999999999999,0,0.48399999999999999,0,null,null,null,null,null,null,null,null,null,null,null,null,null,null,null,null,null,null,null,null,null,null,null,null,20,5.5555555555555554]
[null,null,null,null,null,null,null,null,null,null,null,null,null,null,null,null,null,null,null,null,null,null,null,null,null,null,null,null,null,null,null,null,null,null,null,null,null,null,null,null,null,null,null,null,null,null,null,null,null,null,null,null,null,0.48499999999999999,59.858156152428137,59.726418358691646,0.48499999999999999,null,0.48499999999999999,0,0.48499999999999999,0,null,null,null,null,null,null,null,null,null,null,null,null,null,null,null,null,null,null,null,null,null,null,null,null,20,5.5555555555555554]
[null,null,null,null,null,null,null,null,null,null,null,null,null,null,null,null,null,null,null,null,null,null,null,null,null,null,null,null,null,null,null,null,null,null,null,null,null,null,null,null,null,null,null,null,null,null,null,null,null,null,null,null,null,0.48599999999999999,59.857891916570345,59.725966702780433,0.48599999999999999,null,0.48599999999999999,0,0.48599999999999999,0,null,null,null,null,null,null,null,null,null,null,null,null,null,null,null,null,null,null,null,null,null,null,null,null,20,5.5555555555555554]
[null,null,null,null,null,null,null,null,null,null,null,null,null,null,null,null,null,null,null,null,null,null,null,null,null,null,null,null,null,null,null,null,null,null,null,null,null,null,null,null,null,null,null,null,null,null,null,null,null,null,null,null,null,0.48699999999999999,59.857627789252277,59.72551544565578,0.48699999999999999,null,0.48699999999999999,0,0.48699999999999999,0,null,null,null,null,null,null,null,null,null,null,null,null,null,null,null,null,null,null,null,null,null,null,null,null,20,5.5555555555555554]
[null,null,null,null,null,null,null,null,null,null,null,null,null,null,null,null,null,null,null,null,null,null,null,null,null,null,null,null,null,null,null,null,null,null,null,null,null,null,null,null,null,null,null,null,null,null,null,null,null,null,null,null,null,0.48799999999999999,59.857363770429338,59.725064586965587,0.48799999999999999,null,0.48799999999999999,0,0.48799999999999999,0,null,null,null,null,null,null,null,null,null,null,null,null,null,null,null,null,null,null,null,null,null,null,null,null,20,5.5555555555555554]
[null,null,null,null,null,null,null,null,null,null,null,null,null,null,null,null,null,null,null,null,null,null,null,null,null,null,null,null,null,null,null,null,null,null,null,null,null,null,null,null,null,null,null,null,null,null,null,null,null,null,null,null,null,0.48899999999999999,59.857099860056977,59.724614126358055,0.48899999999999999,null,0.48899999999999999,0,0.48899999999999999,0,null,null,null,null,null,null,null,null,null,null,null,null,null,null,null,null,null,null,null,null,null,null,null,null,20,5.5555555555555554]
[null,null,null,null,null,null,null,null,null,null,null,null,null,null,null,null,null,null,null,null,null,null,null,null,null,null,null,null,null,null,null,null,null,null,null,null,null,null,null,null,null,null,null,null,null,null,null,null,null,null,null,null,null,0.49,59.856836058090629,59.724164063481709,0.49,null,0.49,0,0.49,0,null,null,null,null,null,null,null,null,null,null,null,null,null,null,null,null,null,null,null,null,null,null,null,null,20,5.5555555555555554]
[null,null,null,null,null,null,null,null,null,null,null,null,null,null,null,null,null,null,null,null,null,null,null,null,null,null,null,null,null,null,null,null,null,null,null,null,null,null,null,null,null,null,null,null,null,null,null,null,null,null,null,null,null,0.49099999999999999,59.856572364485778,59.723714397985361,0.49099999999999999,null,0.49099999999999999,0,0.49099999999999999,0,null,null,null,null,null,null,null,null,null,null,null,null,null,null,null,null,null,null,null,null,null,null,null,null,20,5.5555555555555554]
[null,null,null,null,null,null,null,null,null,null,null,null,null,null,null,null,null,null,null,null,null,null,null,null,null,null,null,null,null,null,null,null,null,null,null,null,null,null,null,null,null,null,null,null,null,null,null,null,null,null,null,null,null,0.56500000000000006,59.83735663502992,59.691517607486219,0.56500000000000006,null,0.56500000000000006,0,0.56500000000000006,0,null,null,null,null,null,null,null,null,null,null,null,null,null,null,null,null,null,null,null,null,null,null,null,null,20,5.5555555555555554]
[null,null,null,null,null,null,null,null,null,null,null,null,null,null,null,null,null,null,null,null,null,null,null,null,null,null,null,null,null,null,null,null,null,null,null,null,null,null,null,null,null,null,null,null,null,null,null,null,null,null,null,null,null,0.68200000000000005,59.808142304606619,59.644717557725201,0.68200000000000005,null,0.68200000000000005,0,0.68200000000000005,0,null,null,null,null,null,null,null,null,null,null,null,null,null,null,null,null,null,null,null,null,null,null,null,null,20,5.5555555555555554]
[null,null,null,null,null,null,null,null,null,null,null,null,null,null,null,null,null,null,null,null,null,null,null,null,null,null,null,null,null,null,null,null,null,null,null,null,null,null,null,null,null,null,null,null,null,null,null,null,null,null,null,null,null,0.76700000000000002,59.787781838343612,59.613626047619057,0.76700000000000002,null,0.76700000000000002,0,0.76700000000000002,0,null,null,null,null,null,null,null,null,null,null,null,null,null,null,null,null,null,null,null,null,null,null,null,null,20,5.5555555555555554]
[null,null,null,null,null,null,null,null,null,null,null,null,null,null,null,null,null,null,null,null,null,null,null,null,null,null,null,null,null,null,null,null,null,null,null,null,null,null,null,null,null,null,null,null,null,null,null,null,null,null,null,null,null,0.87,59.764043854257181,59.578948612183709,0.87,null,0.87,0,0.87,0,null,null,null,null,null,null,null,null,null,null,null,null,null,null,null,null,null,null,null,null,null,null,null,null,20,5.5555555555555554]
[null,null,null,null,null,null,null,null,null,null,null,null,null,null,null,null,null,null,null,null,null,null,null,null,null,null,null,null,null,null,null,null,null,null,null,null,null,null,null,null,null,null,null,null,null,null,null,null,null,null,null,null,null,0.96799999999999997,59.742371939017573,59.548758332119519,0.96799999999999997,null,0.96799999999999997,0,0.96799999999999997,0,null,null,null,null,null,null,null,null,null,null,null,null,null,null,null,null,null,null,null,null,null,null,null,null,20,5.5555555555555554]
[null,null,null,null,null,null,null,null,null,null,null,null,null,null,null,null,null,null,null,null,null,null,null,null,null,null,null,null,null,null,null,null,null,null,null,null,null,null,null,null,null,null,null,null,null,null,null,null,null,null,null,null,null,1.1579999999999999,59.702761316024791,59.497172978651662,1.1579999999999999,null,1.1579999999999999,0,1.1579999999999999,0,null,null,null,null,null,null,null,null,null,null,null,null,null,null,null,null,null,null,null,null,null,null,null,null,20,5.5555555555555554]
[null,null,null,null,null,null,null,null,null,null,null,null,null,null,null,null,null,null,null,null,null,null,null,null,null,null,null,null,null,null,null,null,null,null,null,null,null,null,null,null,null,null,null,null,null,null,null,null,null,null,null,null,null,1.2610000000000001,59.68254615116463,59.472623125651225,1.2610000000000001,null,1.2610000000000001,0,1.2610000000000001,0,null,null,null,null,null,null,null,null,null,null,null,null,null,null,null,null,null,null,null,null,null,null,null,null,20,5.5555555555555554]
[null,null,null,null,null,null,null,null,null,null,null,null,null,null,null,null,null,null,null,null,null,null,null,null,null,null,null,null,null,null,null,null,null,null,null,null,null,null,null,null,null,null,null,null,null,null,null,null,null,null,null,null,null,1.3460000000000001,59.666496110688925,59.453979863632021,1.3460000000000001,null,1.3460000000000001,0,1.3460000000000001,0,null,null,null,null,null,null,null,null,null,null,null,null,null,null,null,null,null,null,null,null,null,null,null,null,20,5.5555555555555554]
[null,null,null,null,null,null,null,null,null,null,null,null,null,null,null,null,null,null,null,null,null,null,null,null,null,null,null,null,null,null,null,null,null,null,null,null,null,null,null,null,null,null,null,null,null,null,null,null,null,null,null,null,null,1.4890000000000001,59.64072741161899,59.425607713795713,1.4890000000000001,null,1.4890000000000001,0,1.4890000000000001,0,null,null,null,null,null,null,null,null,null,null,null,null,null,null,null,null,null,null,null,null,null,null,null,null,20,5.5555555555555554]
[null,null,null,null,null,null,null,null,null,null,null,null,null,null,null,null,null,null,null,null,null,null,null,null,null,null,null,null,null,null,null,null,null,null,null,null,null,null,null,null,null,null,null,null,null,null,null,null,null,null,null,null,null,1.6520000000000001,59.61314305873092,59.397350112182899,1.6520000000000001,null,1.6520000000000001,0,1.6520000000000001,0,null,null,null,null,null,null,null,null,null,null,null,null,null,null,null,null,null,null,null,null,null,null,null,null,20,5.5555555555555554]
[null,null,null,null,null,null,null,null,null,null,null,null,null,null,null,null,null,null,null,null,null,null,null,null,null,null,null,null,null,null,null,null,null,null,null,null,null,null,null,null,null,null,null,null,null,null,null,null,null,null,null,null,null,1.7370000000000001,59.599474913489637,59.384151634951984,1.7370000000000001,null,1.7370000000000001,0,1.7370000000000001,0,null,null,null,null,null,null,null,null,null,null,null,null,null,null,null,null,null,null,null,null,null,null,null,null,20,5.5555555555555554]
[null,null,null,null,null,null,null,null,null,null,null,null,null,null,null,null,null,null,null,null,null,null,null,null,null,null,null,null,null,null,null,null,null,null,null,null,null,null,null,null,null,null,null,null,null,null,null,null,null,null,null,null,null,1.84,59.583539413288541,59.369430917287978,1.84,null,1.84,0,1.84,0,null,null,null,null,null,null,null,null,null,null,null,null,null,null,null,null,null,null,null,null,null,null,null,null,20,5.5555555555555554]
[null,null,null,null,null,null,null,null,null,null,null,null,null,null,null,null,null,null,null,null,null,null,null,null,null,null,null,null,null,null,null,null,null,null,null,null,null,null,null,null,null,null,null,null,null,null,null,null,null,null,null,null,null,2.0180000000000002,59.557541213103626,59.346945047820206,2.0180000000000002,null,2.0180000000000002,0,2.0180000000000002,0,null,null,null,null,null,null,null,null,null,null,null,null,null,null,null,null,null,null,null,null,null,null,null,null,20,5.5555555555555554]
[null,null,null,null,null,null,null,null,null,null,null,null,null,null,null,null,null,null,null,null,null,null,null,null,null,null,null,null,null,null,null,null,null,null,null,null,null,null,null,null,null,null,null,null,null,null,null,null,null,null,null,null,null,2.1280000000000001,59.542399951033865,59.334716815800732,2.1280000000000001,null,2.1280000000000001,0,2.1280000000000001,0,null,null,null,null,null,null,null,null,null,null,null,null,null,null,null,null,null,null,null,null,null,null,null,null,20,5.5555555555555554]
[null,null,null,null,null,null,null,null,null,null,null,null,null,null,null,null,null,null,null,null,null,null,null,null,null,null,null,null,null,null,null,null,null,null,null,null,null,null,null,null,null,null,null,null,null,null,null,null,null,null,null,null,null,2.2309999999999999,59.528829347796396,59.324295299613759,2.2309999999999999,null,2.2309999999999999,0,2.2309999999999999,0,null,null,null,null,null,null,null,null,null,null,null,null,null,null,null,null,null,null,null,null,null,null,null,null,20,5.5555555555555554]
[null,null,null,null,null,null,null,null,null,null,null,null,null,null,null,null,null,null,null,null,null,null,null,null,null,null,null,null,null,null,null,null,null,null,null,null,null,null,null,null,null,null,null,null,null,null,null,null,null,null,null,null,null,2.3159999999999998,59.518054826156437,59.316381156221226,2.3159999999999998,null,2.3159999999999998,0,2.3159999999999998,0,null,null,null,null,null,null,null,null,null,null,null,null,null,null,null,null,null,null,null,null,null,null,null,null,20,5.5555555555555554]
[null,null,null,null,null,null,null,null,null,null,null,null,null,null,null,null,null,null,null,null,null,null,null,null,null,null,null,null,null,null,null,null,null,null,null,null,null,null,null,null,null,null,null,null,null,null,null,null,null,null,null,null,null,2.419,59.505492961416977,59.307554238661297,2.419,null,2.419,0,2.419,0,null,null,null,null,null,null,null,null,null,null,null,null,null,null,null,null,null,null,null,null,null,null,null,null,20,5.5555555555555554]
[null,null,null,null,null,null,null,null,null,null,null,null,null,null,null,null,null,null,null,null,null,null,null,null,null,null,null,null,null,null,null,null,null,null,null,null,null,null,null,null,null,null,null,null,null,null,null,null,null,null,null,null,null,2.585,59.486333744246643,59.294914987160944,2.585,null,2.585,0,2.585,0,null,null,null,null,null,null,null,null,null,null,null,null,null,null,null,null,null,null,null,null,null,null,null,null,20,5.5555555555555554]
[null,null,null,null,null,null,null,null,null,null,null,null,null,null,null,null,null,null,null,null,null,null,null,null,null,null,null,null,null,null,null,null,null,null,null,null,null,null,null,null,null,null,null,null,null,null,null,null,null,null,null,null,null,2.7069999999999999,59.473062955846018,59.286738778505821,2.7069999999999999,null,2.7069999999999999,0,2.7069999999999999,0,null,null,null,null,null,null,null,null,null,null,null,null,null,null,null,null,null,null,null,null,null,null,null,null,20,5.5555555555555554]
[null,null,null,null,null,null,null,null,null,null,null,null,null,null,null,null,null,null,null,null,null,null,null,null,null,null,null,null,null,null,null,null,null,null,null,null,null,null,null,null,null,null,null,null,null,null,null,null,null,null,null,null,null,2.81,59.462365326016354,59.280489771743277,2.81,null,2.81,0,2.81,0,null,null,null,null,null,null,null,null,null,null,null,null,null,null,null,null,null,null,null,null,null,null,null,null,20,5.5555555555555554]
[null,null,null,null,null,null,null,null,null,null,null,null,null,null,null,null,null,null,null,null,null,null,null,null,null,null,null,null,null,null,null,null,null,null,null,null,null,null,null,null,null,null,null,null,null,null,null,null,null,null,null,null,null,2.895,59.453871831506262,59.275744249624189,2.895,null,2.895,0,2.895,0,null,null,null,null,null,null,null,null,null,null,null,null,null,null,null,null,null,null,null,null,null,null,null,null,20,5.5555555555555554]
[null,null,null,null,null,null,null,null,null,null,null,null,null,null,null,null,null,null,null,null,null,null,null,null,null,null,null,null,null,null,null,null,null,null,null,null,null,null,null,null,null,null,null,null,null,null,null,null,null,null,null,null,null,2.988,59.444912524516162,59.270944425274912,2.988,null,2.988,0,2.988,0,null,null,null,null,null,null,null,null,null,null,null,null,null,null,null,null,null,null,null,null,null,null,null,null,20,5.5555555555555554]
[null,null,null,null,null,null,null,null,null,null,null,null,null,null,null,null,null,null,null,null,null,null,null,null,null,null,null,null,null,null,null,null,null,null,null,null,null,null,null,null,null,null,null,null,null,null,null,null,null,null,null,null,null,3.2010000000000001,59.425638017729426,59.261329511590496,3.2010000000000001,null,3.2010000000000001,0,3.2010000000000001,0,null,null,null,null,null,null,null,null,null,null,null,null,null,null,null,null,null,null,null,null,null,null,null,null,20,5.5555555555555554]
[null,null,null,null,null,null,null,null,null,null,null,null,null,null,null,null,null,null,null,null,null,null,null,null,null,null,null,null,null,null,null,null,null,null,null,null,null,null,null,null,null,null,null,null,null,null,null,null,null,null,null,null,null,3.286,59.418404994439193,59.257969924326574,3.286,null,3.286,0,3.286,0,null,null,null,null,null,null,null,null,null,null,null,null,null,null,null,null,null,null,null,null,null,null,null,null,20,5.5555555555555554]
[null,null,null,null,null,null,null,null,null,null,null,null,null,null,null,null,null,null,null,null,null,null,null,null,null,null,null,null,null,null,null,null,null,null,null,null,null,null,null,null,null,null,null,null,null,null,null,null,null,null,null,null,null,3.3890000000000002,59.409972113308555,59.254222860577144,3.3890000000000002,null,3.3890000000000002,0,3.3890000000000002,0,null,null,null,null,null,null,null,null,null,null,null,null,null,null,null,null,null,null,null,null,null,null,null,null,20,5.5555555555555554]
[null,null,null,null,null,null,null,null,null,null,null,null,null,null,null,null,null,null,null,null,null,null,null,null,null,null,null,null,null,null,null,null,null,null,null,null,null,null,null,null,null,null,null,null,null,null,null,null,null,null,null,null,null,3.5169999999999999,59.399977693800636,59.250017178316114,3.5169999999999999,null,3.5169999999999999,0,3.5169999999999999,0,null,null,null,null,null,null,null,null,null,null,null,null,null,null,null,null,null,null,null,null,null,null,null,null,20,5.5555555555555554]
[null,null,null,null,null,null,null,null,null,null,null,null,null,null,null,null,null,null,null,null,null,null,null,null,null,null,null,null,null,null,null,null,null,null,null,null,null,null,null,null,null,null,null,null,null,null,null,null,null,null,null,null,null,3.677,59.38820158897019,59.245386609910156,3.677,null,3.677,0,3.677,0,null,null,null,null,null,null,null,null,null,null,null,null,null,null,null,null,null,null,null,null,null,null,null,null,20,5.5555555555555554]
[null,null,null,null,null,null,null,null,null,null,null,null,null,null,null,null,null,null,null,null,null,null,null,null,null,null,null,null,null,null,null,null,null,null,null,null,null,null,null,null,null,null,null,null,null,null,null,null,null,null,null,null,null,3.7800000000000002,59.381020183772456,59.24273388017172,3.7800000000000002,null,3.7800000000000002,0,3.7800000000000002,0,null,null,null,null,null,null,null,null,null,null,null,null,null,null,null,null,null,null,null,null,null,null,null,null,20,5.5555555555555554]
[null,null,null,null,null,null,null,null,null,null,null,null,null,null,null,null,null,null,null,null,null,null,null,null,null,null,null,null,null,null,null,null,null,null,null,null,null,null,null,null,null,null,null,null,null,null,null,null,null,null,null,null,null,3.8650000000000002,59.375318432394558,59.240719386008401,3.8650000000000002,null,3.8650000000000002,0,3.8650000000000002,0,null,null,null,null,null,null,null,null,null,null,null,null,null,null,null,null,null,null,null,null,null,null,null,null,20,5.5555555555555554]
[null,null,null,null,null,null,null,null,null,null,null,null,null,null,null,null,null,null,null,null,null,null,null,null,null,null,null,null,null,null,null,null,null,null,null,null,null,null,null,null,null,null,null,null,null,null,null,null,null,null,null,null,null,3.968,59.36867083986278,59.238472551067133,3.968,null,3.968,0,3.968,0,null,null,null,null,null,null,null,null,null,null,null,null,null,null,null,null,null,null,null,null,null,null,null,null,20,5.5555555555555554]
[null,null,null,null,null,null,null,null,null,null,null,null,null,null,null,null,null,null,null,null,null,null,null,null,null,null,null,null,null,null,null,null,null,null,null,null,null,null,null,null,null,null,null,null,null,null,null,null,null,null,null,null,null,4.0840000000000005,59.36152057585106,59.236194837938939,4.0840000000000005,null,4.0840000000000005,3.2831195302940319E-4,4.0840000000000005,0,null,null,null,null,null,null,null,null,null,null,null,null,null,null,null,null,null,null,null,null,null,null,null,null,20,5.5555555555555554]
[null,null,null,null,null,null,null,null,null,null,null,null,null,null,null,null,null,null,null,null,null,null,null,null,null,null,null,null,null,null,null,null,null,null,null,null,null,null,null,null,null,null,null,null,null,null,null,null,null,null,null,null,null,4.2560000000000002,59.351704128437646,59.233692724341914,4.2560000000000002,null,4.2560000000000002,2.944098229613723E-3,4.2560000000000002,0,null,null,null,null,null,null,null,null,null,null,null,null,null,null,null,null,null,null,null,null,null,null,null,null,20,5.5555555555555554]
[null,null,null,null,null,null,null,null,null,null,null,null,null,null,null,null,null,null,null,null,null,null,null,null,null,null,null,null,null,null,null,null,null,null,null,null,null,null,null,null,null,null,null,null,null,null,null,null,null,null,null,null,null,4.359,59.346376493748863,59.23296340654688,4.359,null,4.359,5.6696755217758854E-3,4.359,0,null,null,null,null,null,null,null,null,null,null,null,null,null,null,null,null,null,null,null,null,null,null,null,null,20,5.5555555555555554]
[null,null,null,null,null,null,null,null,null,null,null,null,null,null,null,null,null,null,null,null,null,null,null,null,null,null,null,null,null,null,null,null,null,null,null,null,null,null,null,null,null,null,null,null,null,null,null,null,null,null,null,null,null,4.444,59.342339216006216,59.232911433054859,4.444,null,4.444,8.5239624387905E-3,4.444,0,null,null,null,null,null,null,null,null,null,null,null,null,null,null,null,null,null,null,null,null,null,null,null,null,20,5.5555555555555554]
[null,null,null,null,null,null,null,null,null,null,null,null,null,null,null,null,null,null,null,null,null,null,null,null,null,null,null,null,null,null,null,null,null,null,null,null,null,null,null,null,null,null,null,null,null,null,null,null,null,null,null,null,null,4.6130000000000004,59.335393516084302,59.234530826656012,4.6130000000000004,null,4.6130000000000004,1.5701719497676181E-2,4.6130000000000004,0,null,null,null,null,null,null,null,null,null,null,null,null,null,null,null,null,null,null,null,null,null,null,null,null,20,5.5555555555555554]
[null,null,null,null,null,null,null,null,null,null,null,null,null,null,null,null,null,null,null,null,null,null,null,null,null,null,null,null,null,null,null,null,null,null,null,null,null,null,null,null,null,null,null,null,null,null,null,null,null,null,null,null,null,4.75,59.330930045554481,59.237732619036123,4.75,null,4.75,2.2864421147136937E-2,4.75,0,null,null,null,null,null,null,null,null,null,null,null,null,null,null,null,null,null,null,null,null,null,null,null,null,20,5.5555555555555554]
[null,null,null,null,null,null,null,null,null,null,null,null,null,null,null,null,null,null,null,null,null,null,null,null,null,null,null,null,null,null,null,null,null,null,null,null,null,null,null,null,null,null,null,null,null,null,null,null,null,null,null,null,null,4.835,59.328730329453855,59.24064067260344,4.835,null,4.835,2.786086810228261E-2,4.835,0,null,null,null,null,null,null,null,null,null,null,null,null,null,null,null,null,null,null,null,null,null,null,null,null,20,5.5555555555555554]
[null,null,null,null,null,null,null,null,null,null,null,null,null,null,null,null,null,null,null,null,null,null,null,null,null,null,null,null,null,null,null,null,null,null,null,null,null,null,null,null,null,null,null,null,null,null,null,null,null,null,null,null,null,4.9379999999999997,59.326682098084838,59.245153879251966,4.9379999999999997,null,4.9379999999999997,3.4440051050288134E-2,4.9379999999999997,0,null,null,null,null,null,null,null,null,null,null,null,null,null,null,null,null,null,null,null,null,null,null,null,null,20,5.5555555555555554]
[null,null,null,null,null,null,null,null,null,null,null,null,null,null,null,null,null,null,null,null,null,null,null,null,null,null,null,null,null,null,null,null,null,null,null,null,null,null,null,null,null,null,null,null,null,null,null,null,null,null,null,null,null,5.016,59.325598277527156,59.249311491268415,5.016,null,5.016,3.9780870726730644E-2,5.016,0,null,null,null,null,null,null,null,null,null,null,null,null,null,null,null,null,null,null,null,null,null,null,null,null,20,5.5555555555555554]
[null,null,null,null,null,null,null,null,null,null,null,null,null,null,null,null,null,null,null,null,null,null,null,null,null,null,null,null,null,null,null,null,null,null,null,null,null,null,null,null,null,null,null,null,null,null,null,null,null,null,null,null,null,5.226,59.324771667213376,59.263733702547555,5.226,null,5.226,5.5553252319824664E-2,5.226,0,null,null,null,null,null,null,null,null,null,null,null,null,null,null,null,null,null,null,null,null,null,null,null,null,20,5.5555555555555554]
[null,null,null,null,null,null,null,null,null,null,null,null,null,null,null,null,null,null,null,null,null,null,null,null,null,null,null,null,null,null,null,null,null,null,null,null,null,null,null,null,null,null,null,null,null,null,null,null,null,null,null,null,null,5.3289999999999997,59.325518039028346,59.272527755184491,5.3289999999999997,null,5.3289999999999997,6.3960347471873069E-2,5.3289999999999997,0,null,null,null,null,null,null,null,null,null,null,null,null,null,null,null,null,null,null,null,null,null,null,null,null,20,5.5555555555555554]
[null,null,null,null,null,null,null,null,null,null,null,null,null,null,null,null,null,null,null,null,null,null,null,null,null,null,null,null,null,null,null,null,null,null,null,null,null,null,null,null,null,null,null,null,null,null,null,null,null,null,null,null,null,5.4139999999999997,59.326718161138395,59.280621831858639,5.4139999999999997,null,5.4139999999999997,7.1196862296461827E-2,5.4139999999999997,0,null,null,null,null,null,null,null,null,null,null,null,null,null,null,null,null,null,null,null,null,null,null,null,null,20,5.5555555555555554]
[null,null,null,null,null,null,null,null,null,null,null,null,null,null,null,null,null,null,null,null,null,null,null,null,null,null,null,null,null,null,null,null,null,null,null,null,null,null,null,null,null,null,null,null,null,null,null,null,null,null,null,null,null,5.5170000000000003,59.328886916916254,59.2914158468202,5.5170000000000003,null,5.5170000000000003,8.0299357878758415E-2,5.5170000000000003,0,null,null,null,null,null,null,null,null,null,null,null,null,null,null,null,null,null,null,null,null,null,null,null,null,20,5.5555555555555554]
[null,null,null,null,null,null,null,null,null,null,null,null,null,null,null,null,null,null,null,null,null,null,null,null,null,null,null,null,null,null,null,null,null,null,null,null,null,null,null,null,null,null,null,null,null,null,null,null,null,null,null,null,null,5.7010000000000005,59.334715315595801,59.313244130385065,5.7010000000000005,null,5.7010000000000005,9.7376752116347776E-2,5.7010000000000005,0,null,null,null,null,null,null,null,null,null,null,null,null,null,null,null,null,null,null,null,null,null,null,null,null,20,5.5555555555555554]
[null,null,null,null,null,null,null,null,null,null,null,null,null,null,null,null,null,null,null,null,null,null,null,null,null,null,null,null,null,null,null,null,null,null,null,null,null,null,null,null,null,null,null,null,null,null,null,null,null,null,null,null,null,5.8049999999999997,59.339110857279472,59.326915251828211,5.8049999999999997,null,5.8049999999999997,0.10744019507487013,5.8049999999999997,0,null,null,null,null,null,null,null,null,null,null,null,null,null,null,null,null,null,null,null,null,null,null,null,null,20,5.5555555555555554]
[null,null,null,null,null,null,null,null,null,null,null,null,null,null,null,null,null,null,null,null,null,null,null,null,null,null,null,null,null,null,null,null,null,null,null,null,null,null,null,null,null,null,null,null,null,null,null,null,null,null,null,null,null,5.9080000000000004,59.344235233245513,59.341307920087161,5.9080000000000004,null,5.9080000000000004,0.11766459012472597,5.9080000000000004,0,null,null,null,null,null,null,null,null,null,null,null,null,null,null,null,null,null,null,null,null,null,null,null,null,20,5.5555555555555554]
[null,null,null,null,null,null,null,null,null,null,null,null,null,null,null,null,null,null,null,null,null,null,null,null,null,null,null,null,null,null,null,null,null,null,null,null,null,null,null,null,null,null,null,null,null,null,null,null,null,null,null,null,null,5.9930000000000003,59.349030725666594,59.353762224934627,5.9930000000000003,null,5.9930000000000003,0.1262770216533845,5.9930000000000003,0,null,null,null,null,null,null,null,null,null,null,null,null,null,null,null,null,null,null,null,null,null,null,null,null,20,5.5555555555555554]
[null,null,null,null,null,null,null,null,null,null,null,null,null,null,null,null,null,null,null,null,null,null,null,null,null,null,null,null,null,null,null,null,null,null,null,null,null,null,null,null,null,null,null,null,null,null,null,null,null,null,null,null,null,6.1120000000000001,59.356581590745591,59.37196427975087,6.1120000000000001,null,6.1120000000000001,0.13857226592939498,6.1120000000000001,0,null,null,null,null,null,null,null,null,null,null,null,null,null,null,null,null,null,null,null,null,null,null,null,null,20,5.5555555555555554]
[null,null,null,null,null,null,null,null,null,null,null,null,null,null,null,null,null,null,null,null,null,null,null,null,null,null,null,null,null,null,null,null,null,null,null,null,null,null,null,null,null,null,null,null,null,null,null,null,null,null,null,null,null,6.2990000000000004,59.370330127004166,59.402009832823424,6.2990000000000004,null,6.2990000000000004,0.15837596640865348,6.2990000000000004,0,null,null,null,null,null,null,null,null,null,null,null,null,null,null,null,null,null,null,null,null,null,null,null,null,20,5.5555555555555554]
[null,null,null,null,null,null,null,null,null,null,null,null,null,null,null,null,null,null,null,null,null,null,null,null,null,null,null,null,null,null,null,null,null,null,null,null,null,null,null,null,null,null,null,null,null,null,null,null,null,null,null,null,null,6.3840000000000003,59.377296422551794,59.416092858329066,6.3840000000000003,null,6.3840000000000003,0.1675430651919898,6.3840000000000003,0,null,null,null,null,null,null,null,null,null,null,null,null,null,null,null,null,null,null,null,null,null,null,null,null,20,5.5555555555555554]
[null,null,null,null,null,null,null,null,null,null,null,null,null,null,null,null,null,null,null,null,null,null,null,null,null,null,null,null,null,null,null,null,null,null,null,null,null,null,null,null,null,null,null,null,null,null,null,null,null,null,null,null,null,6.4870000000000001,59.386297536091902,59.433382934747861,6.4870000000000001,null,6.4870000000000001,0.17876776407721462,6.4870000000000001,0,null,null,null,null,null,null,null,null,null,null,null,null,null,null,null,null,null,null,null,null,null,null,null,null,20,5.5555555555555554]
[null,null,null,null,null,null,null,null,null,null,null,null,null,null,null,null,null,null,null,null,null,null,null,null,null,null,null,null,null,null,null,null,null,null,null,null,null,null,null,null,null,null,null,null,null,null,null,null,null,null,null,null,null,6.633,59.400029417251076,59.458086653750492,6.633,null,6.633,0.19486233729544955,6.633,0,null,null,null,null,null,null,null,null,null,null,null,null,null,null,null,null,null,null,null,null,null,null,null,null,20,5.5555555555555554]
[null,null,null,null,null,null,null,null,null,null,null,null,null,null,null,null,null,null,null,null,null,null,null,null,null,null,null,null,null,null,null,null,null,null,null,null,null,null,null,null,null,null,null,null,null,null,null,null,null,null,null,null,null,6.7750000000000004,59.414367646407634,59.482034533356035,6.7750000000000004,null,6.7750000000000004,0.21068016349196839,6.7750000000000004,0,null,null,null,null,null,null,null,null,null,null,null,null,null,null,null,null,null,null,null,null,null,null,null,null,20,5.5555555555555554]
[null,null,null,null,null,null,null,null,null,null,null,null,null,null,null,null,null,null,null,null,null,null,null,null,null,null,null,null,null,null,null,null,null,null,null,null,null,null,null,null,null,null,null,null,null,null,null,null,null,null,null,null,null,6.8780000000000001,59.425299544532344,59.499175269670644,6.8780000000000001,null,6.8780000000000001,0.22223046441481464,6.8780000000000001,0,null,null,null,null,null,null,null,null,null,null,null,null,null,null,null,null,null,null,null,null,null,null,null,null,20,5.5555555555555554]
[null,null,null,null,null,null,null,null,null,null,null,null,null,null,null,null,null,null,null,null,null,null,null,null,null,null,null,null,null,null,null,null,null,null,null,null,null,null,null,null,null,null,null,null,null,null,null,null,null,null,null,null,null,6.9630000000000001,59.43461535541649,59.51308172721464,6.9630000000000001,null,6.9630000000000001,0.23179867092225215,6.9630000000000001,0,null,null,null,null,null,null,null,null,null,null,null,null,null,null,null,null,null,null,null,null,null,null,null,null,20,5.5555555555555554]
[null,null,null,null,null,null,null,null,null,null,null,null,null,null,null,null,null,null,null,null,null,null,null,null,null,null,null,null,null,null,null,null,null,null,null,null,null,null,null,null,null,null,null,null,null,null,null,null,null,null,null,null,null,7.0659999999999998,59.446213500817898,59.529549390555488,7.0659999999999998,null,7.0659999999999998,0.24342492846199049,7.0659999999999998,0,null,null,null,null,null,null,null,null,null,null,null,null,null,null,null,null,null,null,null,null,null,null,null,null,20,5.5555555555555554]
[null,null,null,null,null,null,null,null,null,null,null,null,null,null,null,null,null,null,null,null,null,null,null,null,null,null,null,null,null,null,null,null,null,null,null,null,null,null,null,null,null,null,null,null,null,null,null,null,null,null,null,null,null,7.2,59.46172209463586,59.550185373015175,7.2,null,7.2,0.25858165893382146,7.2,0,null,null,null,null,null,null,null,null,null,null,null,null,null,null,null,null,null,null,null,null,null,null,null,null,20,5.5555555555555554]
[null,null,null,null,null,null,null,null,null,null,null,null,null,null,null,null,null,null,null,null,null,null,null,null,null,null,null,null,null,null,null,null,null,null,null,null,null,null,null,null,null,null,null,null,null,null,null,null,null,null,null,null,null,7.3540000000000001,59.479979386095522,59.572560818662566,7.3540000000000001,null,7.3540000000000001,0.27601128250172524,7.3540000000000001,0,null,null,null,null,null,null,null,null,null,null,null,null,null,null,null,null,null,null,null,null,null,null,null,null,20,5.5555555555555554]
[null,null,null,null,null,null,null,null,null,null,null,null,null,null,null,null,null,null,null,null,null,null,null,null,null,null,null,null,null,null,null,null,null,null,null,null,null,null,null,null,null,null,null,null,null,null,null,null,null,null,null,null,null,7.4569999999999999,59.49235782001373,59.586603776081731,7.4569999999999999,null,7.4569999999999999,0.28765686103540722,7.4569999999999999,0,null,null,null,null,null,null,null,null,null,null,null,null,null,null,null,null,null,null,null,null,null,null,null,null,20,5.5555555555555554]
[null,null,null,null,null,null,null,null,null,null,null,null,null,null,null,null,null,null,null,null,null,null,null,null,null,null,null,null,null,null,null,null,null,null,null,null,null,null,null,null,null,null,null,null,null,null,null,null,null,null,null,null,null,7.5419999999999998,59.50262586460812,59.597583095499864,7.5419999999999998,null,7.5419999999999998,0.29725114687529874,7.5419999999999998,0,null,null,null,null,null,null,null,null,null,null,null,null,null,null,null,null,null,null,null,null,null,null,null,null,20,5.5555555555555554]
[null,null,null,null,null,null,null,null,null,null,null,null,null,null,null,null,null,null,null,null,null,null,null,null,null,null,null,null,null,null,null,null,null,null,null,null,null,null,null,null,null,null,null,null,null,null,null,null,null,null,null,null,null,7.7290000000000001,59.525218571507729,59.619664271102273,7.7290000000000001,null,7.7290000000000001,0.3182784382227839,7.7290000000000001,0,null,null,null,null,null,null,null,null,null,null,null,null,null,null,null,null,null,null,null,null,null,null,null,null,20,5.5555555555555554]
[null,null,null,null,null,null,null,null,null,null,null,null,null,null,null,null,null,null,null,null,null,null,null,null,null,null,null,null,null,null,null,null,null,null,null,null,null,null,null,null,null,null,null,null,null,null,null,null,null,null,null,null,null,7.8479999999999999,59.539478450131099,59.632169341910526,7.8479999999999999,null,7.8479999999999999,0.33158226033264082,7.8479999999999999,0,null,null,null,null,null,null,null,null,null,null,null,null,null,null,null,null,null,null,null,null,null,null,null,null,20,5.5555555555555554]
[null,null,null,null,null,null,null,null,null,null,null,null,null,null,null,null,null,null,null,null,null,null,null,null,null,null,null,null,null,null,null,null,null,null,null,null,null,null,null,null,null,null,null,null,null,null,null,null,null,null,null,null,null,7.9329999999999998,59.549553742240441,59.640352782406822,7.9329999999999998,null,7.9329999999999998,0.34103952228920242,7.9329999999999998,0,null,null,null,null,null,null,null,null,null,null,null,null,null,null,null,null,null,null,null,null,null,null,null,null,20,5.5555555555555554]
[null,null,null,null,null,null,null,null,null,null,null,null,null,null,null,null,null,null,null,null,null,null,null,null,null,null,null,null,null,null,null,null,null,null,null,null,null,null,null,null,null,null,null,null,null,null,null,null,null,null,null,null,null,8.0359999999999996,59.561594384075732,59.649437962748877,8.0359999999999996,null,8.0359999999999996,0.35244170048553269,8.0359999999999996,0,null,null,null,null,null,null,null,null,null,null,null,null,null,null,null,null,null,null,null,null,null,null,null,null,20,5.5555555555555554]
[null,null,null,null,null,null,null,null,null,null,null,null,null,null,null,null,null,null,null,null,null,null,null,null,null,null,null,null,null,null,null,null,null,null,null,null,null,null,null,null,null,null,null,null,null,null,null,null,null,null,null,null,null,8.1319999999999997,59.572612081382815,59.657101434934312,8.1319999999999997,null,8.1319999999999997,0.36300597739425711,8.1319999999999997,0,null,null,null,null,null,null,null,null,null,null,null,null,null,null,null,null,null,null,null,null,null,null,null,null,20,5.5555555555555554]
[null,null,null,null,null,null,null,null,null,null,null,null,null,null,null,null,null,null,null,null,null,null,null,null,null,null,null,null,null,null,null,null,null,null,null,null,null,null,null,null,null,null,null,null,null,null,null,null,null,null,null,null,null,8.3239999999999998,59.593914102406707,59.670213070729353,8.3239999999999998,null,8.3239999999999998,0.38393032022230811,8.3239999999999998,0,null,null,null,null,null,null,null,null,null,null,null,null,null,null,null,null,null,null,null,null,null,null,null,null,20,5.5555555555555554]
[null,null,null,null,null,null,null,null,null,null,null,null,null,null,null,null,null,null,null,null,null,null,null,null,null,null,null,null,null,null,null,null,null,null,null,null,null,null,null,null,null,null,null,null,null,null,null,null,null,null,null,null,null,8.4269999999999996,59.604869498434077,59.676117120744316,8.4269999999999996,null,8.4269999999999996,0.39503217044220296,8.4269999999999996,0,null,null,null,null,null,null,null,null,null,null,null,null,null,null,null,null,null,null,null,null,null,null,null,null,20,5.5555555555555554]
[null,null,null,null,null,null,null,null,null,null,null,null,null,null,null,null,null,null,null,null,null,null,null,null,null,null,null,null,null,null,null,null,null,null,null,null,null,null,null,null,null,null,null,null,null,null,null,null,null,null,null,null,null,8.5120000000000005,59.613630966322035,59.680450897519385,8.5120000000000005,null,8.5120000000000005,0.40412398119915249,8.5120000000000005,0,null,null,null,null,null,null,null,null,null,null,null,null,null,null,null,null,null,null,null,null,null,null,null,null,20,5.5555555555555554]
[null,null,null,null,null,null,null,null,null,null,null,null,null,null,null,null,null,null,null,null,null,null,null,null,null,null,null,null,null,null,null,null,null,null,null,null,null,null,null,null,null,null,null,null,null,null,null,null,null,null,null,null,null,8.6609999999999996,59.628329652571693,59.68699953828974,8.6609999999999996,null,8.6609999999999996,0.4198999245557361,8.6609999999999996,0,null,null,null,null,null,null,null,null,null,null,null,null,null,null,null,null,null,null,null,null,null,null,null,null,20,5.5555555555555554]
[null,null,null,null,null,null,null,null,null,null,null,null,null,null,null,null,null,null,null,null,null,null,null,null,null,null,null,null,null,null,null,null,null,null,null,null,null,null,null,null,null,null,null,null,null,null,null,null,null,null,null,null,null,8.6989999999999998,59.631936840709919,59.688478537781904,8.6989999999999998,null,8.6989999999999998,0.42388905016661793,8.6989999999999998,0,null,null,null,null,null,null,null,null,null,null,null,null,null,null,null,null,null,null,null,null,null,null,null,null,20,5.5555555555555554]
[null,null,null,null,null,null,null,null,null,null,null,null,null,null,null,null,null,null,null,null,null,null,null,null,null,null,null,null,null,null,null,null,null,null,null,null,null,null,null,null,null,null,null,null,null,null,null,null,null,null,null,null,null,8.9030000000000005,59.650264312146263,59.695328971051723,8.9030000000000005,null,8.9030000000000005,0.44505397558768534,8.9030000000000005,0,null,null,null,null,null,null,null,null,null,null,null,null,null,null,null,null,null,null,null,null,null,null,null,null,20,5.5555555555555554]
[null,null,null,null,null,null,null,null,null,null,null,null,null,null,null,null,null,null,null,null,null,null,null,null,null,null,null,null,null,null,null,null,null,null,null,null,null,null,null,null,null,null,null,null,null,null,null,null,null,null,null,null,null,9.0060000000000002,59.658831717269472,59.698227954508319,9.0060000000000002,null,9.0060000000000002,0.45557358055532826,9.0060000000000002,0,null,null,null,null,null,null,null,null,null,null,null,null,null,null,null,null,null,null,null,null,null,null,null,null,20,5.5555555555555554]
[null,null,null,null,null,null,null,null,null,null,null,null,null,null,null,null,null,null,null,null,null,null,null,null,null,null,null,null,null,null,null,null,null,null,null,null,null,null,null,null,null,null,null,null,null,null,null,null,null,null,null,null,null,9.0909999999999993,59.665547224757859,59.700415975223187,9.0909999999999993,null,9.0909999999999993,0.46416736861067998,9.0909999999999993,0,null,null,null,null,null,null,null,null,null,null,null,null,null,null,null,null,null,null,null,null,null,null,null,null,20,5.5555555555555554]
[null,null,null,null,null,null,null,null,null,null,null,null,null,null,null,null,null,null,null,null,null,null,null,null,null,null,null,null,null,null,null,null,null,null,null,null,null,null,null,null,null,null,null,null,null,null,null,null,null,null,null,null,null,9.2279999999999998,59.675692056350982,59.703671994374474,9.2279999999999998,null,9.2279999999999998,0.47784761479769078,9.2279999999999998,0,null,null,null,null,null,null,null,null,null,null,null,null,null,null,null,null,null,null,null,null,null,null,null,null,20,5.5555555555555554]
[null,null,null,null,null,null,null,null,null,null,null,null,null,null,null,null,null,null,null,null,null,null,null,null,null,null,null,null,null,null,null,null,null,null,null,null,null,null,null,null,null,null,null,null,null,null,null,null,null,null,null,null,null,9.3970000000000002,59.687059396220469,59.707450569727378,9.3970000000000002,null,9.3970000000000002,0.49442452344691035,9.3970000000000002,0,null,null,null,null,null,null,null,null,null,null,null,null,null,null,null,null,null,null,null,null,null,null,null,null,20,5.5555555555555554]
[null,null,null,null,null,null,null,null,null,null,null,null,null,null,null,null,null,null,null,null,null,null,null,null,null,null,null,null,null,null,null,null,null,null,null,null,null,null,null,null,null,null,null,null,null,null,null,null,null,null,null,null,null,9.4819999999999993,59.692306730614774,59.709333581571855,9.4819999999999993,null,9.4819999999999993,0.50263433971363192,9.4819999999999993,0,null,null,null,null,null,null,null,null,null,null,null,null,null,null,null,null,null,null,null,null,null,null,null,null,20,5.5555555555555554]
[null,null,null,null,null,null,null,null,null,null,null,null,null,null,null,null,null,null,null,null,null,null,null,null,null,null,null,null,null,null,null,null,null,null,null,null,null,null,null,null,null,null,null,null,null,null,null,null,null,null,null,null,null,9.5850000000000009,59.698255623213427,59.711655618189361,9.5850000000000009,null,9.5850000000000009,0.5124660885581358,9.5850000000000009,0,null,null,null,null,null,null,null,null,null,null,null,null,null,null,null,null,null,null,null,null,null,null,null,null,20,5.5555555555555554]
[null,null,null,null,null,null,null,null,null,null,null,null,null,null,null,null,null,null,null,null,null,null,null,null,null,null,null,null,null,null,null,null,null,null,null,null,null,null,null,null,null,null,null,null,null,null,null,null,null,null,null,null,null,9.7490000000000006,59.706837267741555,59.715538485675985,9.7490000000000006,null,9.7490000000000006,0.52785286402481502,9.7490000000000006,0,null,null,null,null,null,null,null,null,null,null,null,null,null,null,null,null,null,null,null,null,null,null,null,null,20,5.5555555555555554]
[null,null,null,null,null,null,null,null,null,null,null,null,null,null,null,null,null,null,null,null,null,null,null,null,null,null,null,null,null,null,null,null,null,null,null,null,null,null,null,null,null,null,null,null,null,null,null,null,null,null,null,null,null,9.8729999999999993,59.712638967503267,59.718684561623206,9.8729999999999993,null,9.8729999999999993,0.53926545312216256,9.8729999999999993,0,null,null,null,null,null,null,null,null,null,null,null,null,null,null,null,null,null,null,null,null,null,null,null,null,20,5.5555555555555554]
[null,null,null,null,null,null,null,null,null,null,null,null,null,null,null,null,null,null,null,null,null,null,null,null,null,null,null,null,null,null,null,null,null,null,null,null,null,null,null,null,null,null,null,null,null,null,null,null,null,null,null,null,null,9.9760000000000009,59.717038004657852,59.721455387530597,9.9760000000000009,null,9.9760000000000009,0.54859874843603806,9.9760000000000009,0,null,null,null,null,null,null,null,null,null,null,null,null,null,null,null,null,null,null,null,null,null,null,null,null,20,5.5555555555555554]
[null,null,null,null,null,null,null,null,null,null,null,null,null,null,null,null,null,null,null,null,null,null,null,null,null,null,null,null,null,null,null,null,null,null,null,null,null,null,null,null,null,null,null,null,null,null,null,null,null,null,null,null,null,10.061,59.720398898640838,59.723850908026002,10.061,60,10.061,0.55620013663476497,10.061,0]
[null,null,null,null,null,null,null,null,null,null,null,null,null,null,null,null,null,null,null,null,null,null,null,null,null,null,null,null,null,null,null,null,null,null,null,null,null,null,null,null,null,null,null,null,null,null,null,null,null,null,null,null,null,10.16,59.724026000301492,59.72675821656815,10.16,159,10.16,0.56493796903006577,10.16,0]
[null,null,null,null,null,null,null,null,null,null,null,null,null,null,null,null,null,null,null,null,null,null,null,null,null,null,null,null,null,null,null,null,null,null,null,null,null,null,null,null,null,null,null,null,null,null,null,null,null,null,null,null,null,10.247999999999999,59.72700800241968,59.729436586505955,10.247999999999999,247,10.247999999999999,0.57260014898270906,10.247999999999999,0]
[null,null,null,null,null,null,null,null,null,null,null,null,null,null,null,null,null,null,null,null,null,null,null,null,null,null,null,null,null,null,null,null,null,null,null,null,null,null,null,null,null,null,null,null,null,null,null,null,null,null,null,null,null,10.452,59.733137773244636,59.735891515060004,10.452,451,10.452,0.58998179414669971,10.452,0]
[null,null,null,null,null,null,null,null,null,null,null,null,null,null,null,null,null,null,null,null,null,null,null,null,null,null,null,null,null,null,null,null,null,null,null,null,null,null,null,null,null,null,null,null,null,null,null,null,null,null,null,null,null,10.555,59.735867285102621,59.739215813084421,10.555,554,10.555,0.59855535019487016,10.555,0]
[null,null,null,null,null,null,null,null,null,null,null,null,null,null,null,null,null,null,null,null,null,null,null,null,null,null,null,null,null,null,null,null,null,null,null,null,null,null,null,null,null,null,null,null,null,null,null,null,null,null,null,null,null,10.64,59.737959988029921,59.741954302671722,10.64,639,10.64,0.60552825902993257,10.64,0]
[null,null,null,null,null,null,null,null,null,null,null,null,null,null,null,null,null,null,null,null,null,null,null,null,null,null,null,null,null,null,null,null,null,null,null,null,null,null,null,null,null,null,null,null,null,null,null,null,null,null,null,null,null,10.727,59.739968124347101,59.744726011323628,10.727,726,10.727,0.61256946324949646,10.727,0]
[null,null,null,null,null,null,null,null,null,null,null,null,null,null,null,null,null,null,null,null,null,null,null,null,null,null,null,null,null,null,null,null,null,null,null,null,null,null,null,null,null,null,null,null,null,null,null,null,null,null,null,null,null,10.827,59.742127973878596,59.747839647112421,10.827,826,10.827,0.62054329829471866,10.827,0]
[null,null,null,null,null,null,null,null,null,null,null,null,null,null,null,null,null,null,null,null,null,null,null,null,null,null,null,null,null,null,null,null,null,null,null,null,null,null,null,null,null,null,null,null,null,null,null,null,null,null,null,null,null,11.031000000000001,59.746126399651459,59.753800738014156,11.031000000000001,1030,11.031000000000001,0.63641496673578124,11.031000000000001,0]
[null,null,null,null,null,null,null,null,null,null,null,null,null,null,null,null,null,null,null,null,null,null,null,null,null,null,null,null,null,null,null,null,null,null,null,null,null,null,null,null,null,null,null,null,null,null,null,null,null,null,null,null,null,11.116,59.747661560523603,59.756076216124882,11.116,1115,11.116,0.64287243571951125,11.116,0]
[null,null,null,null,null,null,null,null,null,null,null,null,null,null,null,null,null,null,null,null,null,null,null,null,null,null,null,null,null,null,null,null,null,null,null,null,null,null,null,null,null,null,null,null,null,null,null,null,null,null,null,null,null,11.248000000000001,59.749927586180313,59.759311979612669,11.248000000000001,1247,11.248000000000001,0.65272005961914492,11.248000000000001,0]
[null,null,null,null,null,null,null,null,null,null,null,null,null,null,null,null,null,null,null,null,null,null,null,null,null,null,null,null,null,null,null,null,null,null,null,null,null,null,null,null,null,null,null,null,null,null,null,null,null,null,null,null,null,11.303000000000001,59.750836489737026,59.760543844287362,11.303000000000001,1302,11.303000000000001,0.65675875461538047,11.303000000000001,0]
[null,null,null,null,null,null,null,null,null,null,null,null,null,null,null,null,null,null,null,null,null,null,null,null,null,null,null,null,null,null,null,null,null,null,null,null,null,null,null,null,null,null,null,null,null,null,null,null,null,null,null,null,null,11.525,59.754348845360205,59.764772865751333,11.525,1524,11.525,0.67267803031765849,11.525,0]
[null,null,null,null,null,null,null,null,null,null,null,null,null,null,null,null,null,null,null,null,null,null,null,null,null,null,null,null,null,null,null,null,null,null,null,null,null,null,null,null,null,null,null,null,null,null,null,null,null,null,null,null,null,11.61,59.755644351770151,59.766073711175451,11.61,1609,11.61,0.67861231507141961,11.61,0]
[null,null,null,null,null,null,null,null,null,null,null,null,null,null,null,null,null,null,null,null,null,null,null,null,null,null,null,null,null,null,null,null,null,null,null,null,null,null,null,null,null,null,null,null,null,null,null,null,null,null,null,null,null,11.659000000000001,59.756382262523438,59.766745860880022,11.659000000000001,1658,11.659000000000001,0.68199311463380519,11.659000000000001,0]
[null,null,null,null,null,null,null,null,null,null,null,null,null,null,null,null,null,null,null,null,null,null,null,null,null,null,null,null,null,null,null,null,null,null,null,null,null,null,null,null,null,null,null,null,null,null,null,null,null,null,null,null,null,11.797000000000001,59.758433444624572,59.768351155767398,11.797000000000001,1796,11.797000000000001,0.69135792954448938,11.797000000000001,0]
[null,null,null,null,null,null,null,null,null,null,null,null,null,null,null,null,null,null,null,null,null,null,null,null,null,null,null,null,null,null,null,null,null,null,null,null,null,null,null,null,null,null,null,null,null,null,null,null,null,null,null,null,null,12.000999999999999,59.761414944616391,59.770051652661124,12.000999999999999,2000,12.000999999999999,0.7047828632438804,12.000999999999999,0]
[null,null,null,null,null,null,null,null,null,null,null,null,null,null,null,null,null,null,null,null,null,null,null,null,null,null,null,null,null,null,null,null,null,null,null,null,null,null,null,null,null,null,null,null,null,null,null,null,null,null,null,null,null,12.104000000000001,59.76290455110307,59.770675647730052,12.104000000000001,2103,12.104000000000001,0.71137394415704858,12.104000000000001,0]
[null,null,null,null,null,null,null,null,null,null,null,null,null,null,null,null,null,null,null,null,null,null,null,null,null,null,null,null,null,null,null,null,null,null,null,null,null,null,null,null,null,null,null,null,null,null,null,null,null,null,null,null,null,12.189,59.764127229538083,59.771108994255272,12.189,2188,12.189,0.71671979131092622,12.189,0]
[null,null,null,null,null,null,null,null,null,null,null,null,null,null,null,null,null,null,null,null,null,null,null,null,null,null,null,null,null,null,null,null,null,null,null,null,null,null,null,null,null,null,null,null,null,null,null,null,null,null,null,null,null,12.343999999999999,59.766340881345641,59.771790906748841,12.343999999999999,2343,12.343999999999999,0.72625325513020589,12.343999999999999,0]
[null,null,null,null,null,null,null,null,null,null,null,null,null,null,null,null,null,null,null,null,null,null,null,null,null,null,null,null,null,null,null,null,null,null,null,null,null,null,null,null,null,null,null,null,null,null,null,null,null,null,null,null,null,12.375999999999999,59.766795015595683,59.771924792918462,12.375999999999999,2375,12.375999999999999,0.72818723027188981,12.375999999999999,0]
[null,null,null,null,null,null,null,null,null,null,null,null,null,null,null,null,null,null,null,null,null,null,null,null,null,null,null,null,null,null,null,null,null,null,null,null,null,null,null,null,null,null,null,null,null,null,null,null,null,null,null,null,null,12.58,59.769660482251496,59.772839511884278,12.58,2579,12.58,0.74024497881475471,12.58,0]
[null,null,null,null,null,null,null,null,null,null,null,null,null,null,null,null,null,null,null,null,null,null,null,null,null,null,null,null,null,null,null,null,null,null,null,null,null,null,null,null,null,null,null,null,null,null,null,null,null,null,null,null,null,12.665000000000001,59.770835680718058,59.773296005930192,12.665000000000001,2664,12.665000000000001,0.74513231018353621,12.665000000000001,0]
[null,null,null,null,null,null,null,null,null,null,null,null,null,null,null,null,null,null,null,null,null,null,null,null,null,null,null,null,null,null,null,null,null,null,null,null,null,null,null,null,null,null,null,null,null,null,null,null,null,null,null,null,null,12.747,59.771956277729359,59.773802956441493,12.747,2746,12.747,0.74977205416291004,12.747,0]
[null,null,null,null,null,null,null,null,null,null,null,null,null,null,null,null,null,null,null,null,null,null,null,null,null,null,null,null,null,null,null,null,null,null,null,null,null,null,null,null,null,null,null,null,null,null,null,null,null,null,null,null,null,12.852,59.773369305662818,59.77456729437332,12.852,2851,12.852,0.7556067268094715,12.852,0]
[null,null,null,null,null,null,null,null,null,null,null,null,null,null,null,null,null,null,null,null,null,null,null,null,null,null,null,null,null,null,null,null,null,null,null,null,null,null,null,null,null,null,null,null,null,null,null,null,null,null,null,null,null,13.074,59.776258655118212,59.776676556030161,13.074,3073,13.074,0.76755610981255495,13.074,0]
[null,null,null,null,null,null,null,null,null,null,null,null,null,null,null,null,null,null,null,null,null,null,null,null,null,null,null,null,null,null,null,null,null,null,null,null,null,null,null,null,null,null,null,null,null,null,null,null,null,null,null,null,null,13.159000000000001,59.777323612985747,59.777669197414923,13.159000000000001,3158,13.159000000000001,0.77199479622258804,13.159000000000001,0]
[null,null,null,null,null,null,null,null,null,null,null,null,null,null,null,null,null,null,null,null,null,null,null,null,null,null,null,null,null,null,null,null,null,null,null,null,null,null,null,null,null,null,null,null,null,null,null,null,null,null,null,null,null,13.276,59.778746980008428,59.779193375937759,13.276,3275,13.276,0.77798322977130296,13.276,0]
[null,null,null,null,null,null,null,null,null,null,null,null,null,null,null,null,null,null,null,null,null,null,null,null,null,null,null,null,null,null,null,null,null,null,null,null,null,null,null,null,null,null,null,null,null,null,null,null,null,null,null,null,null,13.346,59.77957346585778,59.780183809973018,13.346,3345,13.346,0.78149972389201294,13.346,0]
[null,null,null,null,null,null,null,null,null,null,null,null,null,null,null,null,null,null,null,null,null,null,null,null,null,null,null,null,null,null,null,null,null,null,null,null,null,null,null,null,null,null,null,null,null,null,null,null,null,null,null,null,null,13.55,59.781867279398988,59.783322926972403,13.55,3549,13.55,0.79146979161085806,13.55,0]
[null,null,null,null,null,null,null,null,null,null,null,null,null,null,null,null,null,null,null,null,null,null,null,null,null,null,null,null,null,null,null,null,null,null,null,null,null,null,null,null,null,null,null,null,null,null,null,null,null,null,null,null,null,13.653,59.782957541045803,59.78499282065787,13.653,3652,13.653,0.79634929845265923,13.653,0]
[null,null,null,null,null,null,null,null,null,null,null,null,null,null,null,null,null,null,null,null,null,null,null,null,null,null,null,null,null,null,null,null,null,null,null,null,null,null,null,null,null,null,null,null,null,null,null,null,null,null,null,null,null,13.738,59.783822045491263,59.786378789514067,13.738,3737,13.738,0.80029955983043466,13.738,0]
[null,null,null,null,null,null,null,null,null,null,null,null,null,null,null,null,null,null,null,null,null,null,null,null,null,null,null,null,null,null,null,null,null,null,null,null,null,null,null,null,null,null,null,null,null,null,null,null,null,null,null,null,null,13.843,59.784845769900386,59.788065546843441,13.843,3842,13.843,0.80508518162682352,13.843,0]
[null,null,null,null,null,null,null,null,null,null,null,null,null,null,null,null,null,null,null,null,null,null,null,null,null,null,null,null,null,null,null,null,null,null,null,null,null,null,null,null,null,null,null,null,null,null,null,null,null,null,null,null,null,13.925000000000001,59.785611465951952,59.789338130555102,13.925000000000001,3924,13.925000000000001,0.80875119521024907,13.925000000000001,0]
[null,null,null,null,null,null,null,null,null,null,null,null,null,null,null,null,null,null,null,null,null,null,null,null,null,null,null,null,null,null,null,null,null,null,null,null,null,null,null,null,null,null,null,null,null,null,null,null,null,null,null,null,null,14.129,59.787391025712544,59.79220380986613,14.129,4128,14.129,0.81760562989406549,14.129,0]
[null,null,null,null,null,null,null,null,null,null,null,null,null,null,null,null,null,null,null,null,null,null,null,null,null,null,null,null,null,null,null,null,null,null,null,null,null,null,null,null,null,null,null,null,null,null,null,null,null,null,null,null,null,14.214,59.788081810184714,59.793225722136029,14.214,4213,14.214,0.82118522228090984,14.214,0]
[null,null,null,null,null,null,null,null,null,null,null,null,null,null,null,null,null,null,null,null,null,null,null,null,null,null,null,null,null,null,null,null,null,null,null,null,null,null,null,null,null,null,null,null,null,null,null,null,null,null,null,null,null,14.364000000000001,59.789232879691845,59.794722177326932,14.364000000000001,4363,14.364000000000001,0.82734836725725636,14.364000000000001,0]
[null,null,null,null,null,null,null,null,null,null,null,null,null,null,null,null,null,null,null,null,null,null,null,null,null,null,null,null,null,null,null,null,null,null,null,null,null,null,null,null,null,null,null,null,null,null,null,null,null,null,null,null,null,14.401,59.789504169012702,59.795026221945335,14.401,4400,14.401,0.82883887413918944,14.401,0]
[null,null,null,null,null,null,null,null,null,null,null,null,null,null,null,null,null,null,null,null,null,null,null,null,null,null,null,null,null,null,null,null,null,null,null,null,null,null,null,null,null,null,null,null,null,null,null,null,null,null,null,null,null,14.623000000000001,59.791036658016068,59.796286417010805,14.623000000000001,4622,14.623000000000001,0.8375403922590523,14.623000000000001,0]
[null,null,null,null,null,null,null,null,null,null,null,null,null,null,null,null,null,null,null,null,null,null,null,null,null,null,null,null,null,null,null,null,null,null,null,null,null,null,null,null,null,null,null,null,null,null,null,null,null,null,null,null,null,14.708,59.791584203546449,59.796519046283528,14.708,4707,14.708,0.8407645582857951,14.708,0]
[null,null,null,null,null,null,null,null,null,null,null,null,null,null,null,null,null,null,null,null,null,null,null,null,null,null,null,null,null,null,null,null,null,null,null,null,null,null,null,null,null,null,null,null,null,null,null,null,null,null,null,null,null,14.775,59.792002239289964,59.796612767806479,14.775,4774,14.775,0.84326490007976751,14.775,0]
[null,null,null,null,null,null,null,null,null,null,null,null,null,null,null,null,null,null,null,null,null,null,null,null,null,null,null,null,null,null,null,null,null,null,null,null,null,null,null,null,null,null,null,null,null,null,null,null,null,null,null,null,null,14.895,59.792723885516445,59.796605290600198,14.895,4894,14.895,0.847654069266774,14.895,0]
[null,null,null,null,null,null,null,null,null,null,null,null,null,null,null,null,null,null,null,null,null,null,null,null,null,null,null,null,null,null,null,null,null,null,null,null,null,null,null,null,null,null,null,null,null,null,null,null,null,null,null,null,null,15.099,59.793882396709812,59.796202929354379,15.099,5098,15.099,0.85485930055706572,15.099,0]
[null,null,null,null,null,null,null,null,null,null,null,null,null,null,null,null,null,null,null,null,null,null,null,null,null,null,null,null,null,null,null,null,null,null,null,null,null,null,null,null,null,null,null,null,null,null,null,null,null,null,null,null,null,15.184000000000001,59.794343914059716,59.795949666002841,15.184000000000001,5183,15.184000000000001,0.85776849484623741,15.184000000000001,0]
[null,null,null,null,null,null,null,null,null,null,null,null,null,null,null,null,null,null,null,null,null,null,null,null,null,null,null,null,null,null,null,null,null,null,null,null,null,null,null,null,null,null,null,null,null,null,null,null,null,null,null,null,null,15.287000000000001,59.794889316079484,59.79562515838181,15.287000000000001,5286,15.287000000000001,0.86122216721455225,15.287000000000001,0]
[null,null,null,null,null,null,null,null,null,null,null,null,null,null,null,null,null,null,null,null,null,null,null,null,null,null,null,null,null,null,null,null,null,null,null,null,null,null,null,null,null,null,null,null,null,null,null,null,null,null,null,null,null,15.342000000000001,59.795175042132136,59.795458322493772,15.342000000000001,5341,15.342000000000001,0.86303470643028779,15.342000000000001,0]
[null,null,null,null,null,null,null,null,null,null,null,null,null,null,null,null,null,null,null,null,null,null,null,null,null,null,null,null,null,null,null,null,null,null,null,null,null,null,null,null,null,null,null,null,null,null,null,null,null,null,null,null,null,15.474,59.795847249302803,59.795123813094001,15.474,5473,15.474,0.86729646769693924,15.474,0]
[null,null,null,null,null,null,null,null,null,null,null,null,null,null,null,null,null,null,null,null,null,null,null,null,null,null,null,null,null,null,null,null,null,null,null,null,null,null,null,null,null,null,null,null,null,null,null,null,null,null,null,null,null,15.678000000000001,59.796854928658981,59.794951085466906,15.678000000000001,5677,15.678000000000001,0.87364338873000658,15.678000000000001,0]
[null,null,null,null,null,null,null,null,null,null,null,null,null,null,null,null,null,null,null,null,null,null,null,null,null,null,null,null,null,null,null,null,null,null,null,null,null,null,null,null,null,null,null,null,null,null,null,null,null,null,null,null,null,15.763,59.797265516479463,59.795054360317195,15.763,5762,15.763,0.87620435775318106,15.763,0]
[null,null,null,null,null,null,null,null,null,null,null,null,null,null,null,null,null,null,null,null,null,null,null,null,null,null,null,null,null,null,null,null,null,null,null,null,null,null,null,null,null,null,null,null,null,null,null,null,null,null,null,null,null,15.863,59.797742464488948,59.795333392137934,15.863,5862,15.863,0.87915584538217528,15.863,0]
[null,null,null,null,null,null,null,null,null,null,null,null,null,null,null,null,null,null,null,null,null,null,null,null,null,null,null,null,null,null,null,null,null,null,null,null,null,null,null,null,null,null,null,null,null,null,null,null,null,null,null,null,null,15.950000000000001,59.79815236636243,59.795723233752867,15.950000000000001,5949,15.950000000000001,0.88167055589254228,15.950000000000001,0]
[null,null,null,null,null,null,null,null,null,null,null,null,null,null,null,null,null,null,null,null,null,null,null,null,null,null,null,null,null,null,null,null,null,null,null,null,null,null,null,null,null,null,null,null,null,null,null,null,null,null,null,null,null,16.053000000000001,59.798631781440214,59.79636465696403,16.053000000000001,6052,16.053000000000001,0.88458506263131265,16.053000000000001,0]
[null,null,null,null,null,null,null,null,null,null,null,null,null,null,null,null,null,null,null,null,null,null,null,null,null,null,null,null,null,null,null,null,null,null,null,null,null,null,null,null,null,null,null,null,null,null,null,null,null,null,null,null,null,16.257000000000001,59.799562286275524,59.798176464712022,16.257000000000001,6256,16.257000000000001,0.89016192869897626,16.257000000000001,0]
[null,null,null,null,null,null,null,null,null,null,null,null,null,null,null,null,null,null,null,null,null,null,null,null,null,null,null,null,null,null,null,null,null,null,null,null,null,null,null,null,null,null,null,null,null,null,null,null,null,null,null,null,null,16.391999999999999,59.800163197875243,59.799703311095683,16.391999999999999,6391,16.391999999999999,0.89371365606319531,16.391999999999999,0]
[null,null,null,null,null,null,null,null,null,null,null,null,null,null,null,null,null,null,null,null,null,null,null,null,null,null,null,null,null,null,null,null,null,null,null,null,null,null,null,null,null,null,null,null,null,null,null,null,null,null,null,null,null,16.443999999999999,59.800391212076107,59.800342095084368,16.443999999999999,6443,16.443999999999999,0.89505297705804709,16.443999999999999,0]
[null,null,null,null,null,null,null,null,null,null,null,null,null,null,null,null,null,null,null,null,null,null,null,null,null,null,null,null,null,null,null,null,null,null,null,null,null,null,null,null,null,null,null,null,null,null,null,null,null,null,null,null,null,16.529,59.800759494574748,59.801426978765669,16.529,6528,16.529,0.89720843453829002,16.529,0]
[null,null,null,null,null,null,null,null,null,null,null,null,null,null,null,null,null,null,null,null,null,null,null,null,null,null,null,null,null,null,null,null,null,null,null,null,null,null,null,null,null,null,null,null,null,null,null,null,null,null,null,null,null,16.733000000000001,59.801618787388122,59.804092978544332,16.733000000000001,6732,16.733000000000001,0.90221415952099071,16.733000000000001,0]
[null,null,null,null,null,null,null,null,null,null,null,null,null,null,null,null,null,null,null,null,null,null,null,null,null,null,null,null,null,null,null,null,null,null,null,null,null,null,null,null,null,null,null,null,null,null,null,null,null,null,null,null,null,16.795000000000002,59.801872432690963,59.804877107190912,16.795000000000002,6794,16.795000000000002,0.90368977610726053,16.795000000000002,0]
[null,null,null,null,null,null,null,null,null,null,null,null,null,null,null,null,null,null,null,null,null,null,null,null,null,null,null,null,null,null,null,null,null,null,null,null,null,null,null,null,null,null,null,null,null,null,null,null,null,null,null,null,null,16.920000000000002,59.802372187343977,59.806352360626718,16.920000000000002,6919,16.920000000000002,0.90660168159487919,16.920000000000002,0]
[null,null,null,null,null,null,null,null,null,null,null,null,null,null,null,null,null,null,null,null,null,null,null,null,null,null,null,null,null,null,null,null,null,null,null,null,null,null,null,null,null,null,null,null,null,null,null,null,null,null,null,null,null,17.023,59.802771635826744,59.807414338292325,17.023,7022,17.023,0.90893890523955689,17.023,0]
[null,null,null,null,null,null,null,null,null,null,null,null,null,null,null,null,null,null,null,null,null,null,null,null,null,null,null,null,null,null,null,null,null,null,null,null,null,null,null,null,null,null,null,null,null,null,null,null,null,null,null,null,null,17.227,59.803527607277381,59.808949906610735,17.227,7226,17.227,0.91340694657408972,17.227,0]
[null,null,null,null,null,null,null,null,null,null,null,null,null,null,null,null,null,null,null,null,null,null,null,null,null,null,null,null,null,null,null,null,null,null,null,null,null,null,null,null,null,null,null,null,null,null,null,null,null,null,null,null,null,17.312000000000001,59.803828202178117,59.809326495096798,17.312000000000001,7311,17.312000000000001,0.9152071522006564,17.312000000000001,0]
[null,null,null,null,null,null,null,null,null,null,null,null,null,null,null,null,null,null,null,null,null,null,null,null,null,null,null,null,null,null,null,null,null,null,null,null,null,null,null,null,null,null,null,null,null,null,null,null,null,null,null,null,null,17.362000000000002,59.804000971592004,59.809469949815735,17.362000000000002,7361,17.362000000000002,0.91624959612979273,17.362000000000002,0]
[null,null,null,null,null,null,null,null,null,null,null,null,null,null,null,null,null,null,null,null,null,null,null,null,null,null,null,null,null,null,null,null,null,null,null,null,null,null,null,null,null,null,null,null,null,null,null,null,null,null,null,null,null,17.498999999999999,59.804458854678948,59.809563607586178,17.498999999999999,7498,17.498999999999999,0.91904443886983511,17.498999999999999,0]
[null,null,null,null,null,null,null,null,null,null,null,null,null,null,null,null,null,null,null,null,null,null,null,null,null,null,null,null,null,null,null,null,null,null,null,null,null,null,null,null,null,null,null,null,null,null,null,null,null,null,null,null,null,17.602,59.804788144221561,59.809354151358917,17.602,7601,17.602,0.92108756203839892,17.602,0]
[null,null,null,null,null,null,null,null,null,null,null,null,null,null,null,null,null,null,null,null,null,null,null,null,null,null,null,null,null,null,null,null,null,null,null,null,null,null,null,null,null,null,null,null,null,null,null,null,null,null,null,null,null,17.806000000000001,59.805403121064863,59.808326334115741,17.806000000000001,7805,17.806000000000001,0.92499143322920241,17.806000000000001,0]
[null,null,null,null,null,null,null,null,null,null,null,null,null,null,null,null,null,null,null,null,null,null,null,null,null,null,null,null,null,null,null,null,null,null,null,null,null,null,null,null,null,null,null,null,null,null,null,null,null,null,null,null,null,17.891000000000002,59.80564524126072,59.807711609912104,17.891000000000002,7890,17.891000000000002,0.92656360253291892,17.891000000000002,0]
[null,null,null,null,null,null,null,null,null,null,null,null,null,null,null,null,null,null,null,null,null,null,null,null,null,null,null,null,null,null,null,null,null,null,null,null,null,null,null,null,null,null,null,null,null,null,null,null,null,null,null,null,null,17.993000000000002,59.805925340468114,59.806883298304555,17.993000000000002,7992,17.993000000000002,0.92840909182412257,17.993000000000002,0]
[null,null,null,null,null,null,null,null,null,null,null,null,null,null,null,null,null,null,null,null,null,null,null,null,null,null,null,null,null,null,null,null,null,null,null,null,null,null,null,null,null,null,null,null,null,null,null,null,null,null,null,null,null,18.077999999999999,59.806150424978988,59.806153934220767,18.077999999999999,8077,18.077999999999999,0.92991339685094121,18.077999999999999,0]
[null,null,null,null,null,null,null,null,null,null,null,null,null,null,null,null,null,null,null,null,null,null,null,null,null,null,null,null,null,null,null,null,null,null,null,null,null,null,null,null,null,null,null,null,null,null,null,null,null,null,null,null,null,18.282,59.806662001906219,59.804465254487681,18.282,8281,18.282,0.93340253413578789,18.282,0]
[null,null,null,null,null,null,null,null,null,null,null,null,null,null,null,null,null,null,null,null,null,null,null,null,null,null,null,null,null,null,null,null,null,null,null,null,null,null,null,null,null,null,null,null,null,null,null,null,null,null,null,null,null,18.411999999999999,59.80696889161549,59.803596483049603,18.411999999999999,8411,18.411999999999999,0.9355394000784133,18.411999999999999,0]
[null,null,null,null,null,null,null,null,null,null,null,null,null,null,null,null,null,null,null,null,null,null,null,null,null,null,null,null,null,null,null,null,null,null,null,null,null,null,null,null,null,null,null,null,null,null,null,null,null,null,null,null,null,18.469000000000001,59.807099228662892,59.803300737526612,18.469000000000001,8468,18.469000000000001,0.93645566871340802,18.469000000000001,0]
[null,null,null,null,null,null,null,null,null,null,null,null,null,null,null,null,null,null,null,null,null,null,null,null,null,null,null,null,null,null,null,null,null,null,null,null,null,null,null,null,null,null,null,null,null,null,null,null,null,null,null,null,null,18.571999999999999,59.807328765436338,59.802931117900265,18.571999999999999,8571,18.571999999999999,0.93808009939035997,18.571999999999999,0]
[null,null,null,null,null,null,null,null,null,null,null,null,null,null,null,null,null,null,null,null,null,null,null,null,null,null,null,null,null,null,null,null,null,null,null,null,null,null,null,null,null,null,null,null,null,null,null,null,null,null,null,null,null,18.776,59.80776315111045,59.8029392318576,18.776,8775,18.776,0.9411816486316571,18.776,0]
[null,null,null,null,null,null,null,null,null,null,null,null,null,null,null,null,null,null,null,null,null,null,null,null,null,null,null,null,null,null,null,null,null,null,null,null,null,null,null,null,null,null,null,null,null,null,null,null,null,null,null,null,null,18.861000000000001,59.807937211235846,59.803260621102424,18.861000000000001,8860,18.861000000000001,0.94242983950499115,18.861000000000001,0]
[null,null,null,null,null,null,null,null,null,null,null,null,null,null,null,null,null,null,null,null,null,null,null,null,null,null,null,null,null,null,null,null,null,null,null,null,null,null,null,null,null,null,null,null,null,null,null,null,null,null,null,null,null,18.978999999999999,59.808173004039752,59.804018827974645,18.978999999999999,8978,18.978999999999999,0.94412087150442092,18.978999999999999,0]
[null,null,null,null,null,null,null,null,null,null,null,null,null,null,null,null,null,null,null,null,null,null,null,null,null,null,null,null,null,null,null,null,null,null,null,null,null,null,null,null,null,null,null,null,null,null,null,null,null,null,null,null,null,19.048000000000002,59.808308025699283,59.804621819275937,19.048000000000002,9047,19.048000000000002,0.94508765422471974,19.048000000000002,0]
[null,null,null,null,null,null,null,null,null,null,null,null,null,null,null,null,null,null,null,null,null,null,null,null,null,null,null,null,null,null,null,null,null,null,null,null,null,null,null,null,null,null,null,null,null,null,null,null,null,null,null,null,null,19.251999999999999,59.808696404426556,59.80698639013098,19.251999999999999,9251,19.251999999999999,0.94785355345190958,19.251999999999999,0]
[null,null,null,null,null,null,null,null,null,null,null,null,null,null,null,null,null,null,null,null,null,null,null,null,null,null,null,null,null,null,null,null,null,null,null,null,null,null,null,null,null,null,null,null,null,null,null,null,null,null,null,null,null,19.355,59.808887012355036,59.808424372516498,19.355,9354,19.355,0.94919903960476759,19.355,0]
[null,null,null,null,null,null,null,null,null,null,null,null,null,null,null,null,null,null,null,null,null,null,null,null,null,null,null,null,null,null,null,null,null,null,null,null,null,null,null,null,null,null,null,null,null,null,null,null,null,null,null,null,null,19.39,59.808951015007494,59.808935641839021,19.39,9389,19.39,0.94964864771433122,19.39,0]
[null,null,null,null,null,null,null,null,null,null,null,null,null,null,null,null,null,null,null,null,null,null,null,null,null,null,null,null,null,null,null,null,null,null,null,null,null,null,null,null,null,null,null,null,null,null,null,null,null,null,null,null,null,19.542000000000002,59.809224689483329,59.811204605106887,19.542000000000002,9541,19.542000000000002,0.95155749243082699,19.542000000000002,0]
[null,null,null,null,null,null,null,null,null,null,null,null,null,null,null,null,null,null,null,null,null,null,null,null,null,null,null,null,null,null,null,null,null,null,null,null,null,null,null,null,null,null,null,null,null,null,null,null,null,null,null,null,null,19.626999999999999,59.809374796382166,59.812448614694681,19.626999999999999,9626,19.626999999999999,0.95259456710743973,19.626999999999999,0]
[null,null,null,null,null,null,null,null,null,null,null,null,null,null,null,null,null,null,null,null,null,null,null,null,null,null,null,null,null,null,null,null,null,null,null,null,null,null,null,null,null,null,null,null,null,null,null,null,null,null,null,null,null,19.831,59.809726621277662,59.815081001954383,19.831,9830,19.831,0.95499757239415617,19.831,0]
[null,null,null,null,null,null,null,null,null,null,null,null,null,null,null,null,null,null,null,null,null,null,null,null,null,null,null,null,null,null,null,null,null,null,null,null,null,null,null,null,null,null,null,null,null,null,null,null,null,null,null,null,null,19.911000000000001,59.809861297665158,59.815893417965043,19.911000000000001,9910,19.911000000000001,0.95590770995769558,19.911000000000001,0]
[null,null,null,null,null,null,null,null,null,null,null,null,null,null,null,null,null,null,null,null,null,null,null,null,null,null,null,null,null,null,null,null,null,null,null,null,null,null,null,null,null,null,null,null,null,null,null,null,null,null,null,null,null,20.018000000000001,59.810038418751461,59.81671998578215,20.018000000000001,10017,20.018000000000001,0.95709747908507936,20.018000000000001,7.9786986324492659E-6]
[null,null,null,null,null,null,null,null,null,null,null,null,null,null,null,null,null,null,null,null,null,null,null,null,null,null,null,null,null,null,null,null,null,null,null,null,null,null,null,null,null,null,null,null,null,null,null,null,null,null,null,null,null,20.120999999999999,59.81020553869228,59.817195285854687,20.120999999999999,10120,20.120999999999999,0.95821365161006344,20.120999999999999,3.5509071739647791E-4]
[null,null,null,null,null,null,null,null,null,null,null,null,null,null,null,null,null,null,null,null,null,null,null,null,null,null,null,null,null,null,null,null,null,null,null,null,null,null,null,null,null,null,null,null,null,null,null,null,null,null,null,null,null,20.324999999999999,59.810526118943173,59.817120679363519,20.324999999999999,10324,20.324999999999999,0.96034263816093879,20.324999999999999,2.4857895032338595E-3]
[null,null,null,null,null,null,null,null,null,null,null,null,null,null,null,null,null,null,null,null,null,null,null,null,null,null,null,null,null,null,null,null,null,null,null,null,null,null,null,null,null,null,null,null,null,null,null,null,null,null,null,null,null,20.41,59.81065535858523,59.816689178702283,20.41,10409,20.41,0.96119862717353266,20.41,3.90691415506772E-3]
[null,null,null,null,null,null,null,null,null,null,null,null,null,null,null,null,null,null,null,null,null,null,null,null,null,null,null,null,null,null,null,null,null,null,null,null,null,null,null,null,null,null,null,null,null,null,null,null,null,null,null,null,null,20.478000000000002,59.810756818428992,59.816185121407742,20.478000000000002,10477,20.478000000000002,0.96187060973046168,20.478000000000002,5.257545526144547E-3]
[null,null,null,null,null,null,null,null,null,null,null,null,null,null,null,null,null,null,null,null,null,null,null,null,null,null,null,null,null,null,null,null,null,null,null,null,null,null,null,null,null,null,null,null,null,null,null,null,null,null,null,null,null,20.597000000000001,59.810930097706191,59.814999647090097,20.597000000000001,10596,20.597000000000001,0.96301975267240647,20.597000000000001,8.0592805333382644E-3]
[null,null,null,null,null,null,null,null,null,null,null,null,null,null,null,null,null,null,null,null,null,null,null,null,null,null,null,null,null,null,null,null,null,null,null,null,null,null,null,null,null,null,null,null,null,null,null,null,null,null,null,null,null,20.682000000000002,59.811050438080585,59.813954973299175,20.682000000000002,10681,20.682000000000002,0.96382010108064908,20.682000000000002,1.0387543121855192E-2]
[null,null,null,null,null,null,null,null,null,null,null,null,null,null,null,null,null,null,null,null,null,null,null,null,null,null,null,null,null,null,null,null,null,null,null,null,null,null,null,null,null,null,null,null,null,null,null,null,null,null,null,null,null,20.904,59.811350791666108,59.810756868922709,20.904,10903,20.904,0.96583258906050973,20.904,1.7668907027204694E-2]
[null,null,null,null,null,null,null,null,null,null,null,null,null,null,null,null,null,null,null,null,null,null,null,null,null,null,null,null,null,null,null,null,null,null,null,null,null,null,null,null,null,null,null,null,null,null,null,null,null,null,null,null,null,21.007000000000001,59.811483163905827,59.809213699927994,21.007000000000001,11006,21.007000000000001,0.96672928373847289,21.007000000000001,2.1598502718633394E-2]
[null,null,null,null,null,null,null,null,null,null,null,null,null,null,null,null,null,null,null,null,null,null,null,null,null,null,null,null,null,null,null,null,null,null,null,null,null,null,null,null,null,null,null,null,null,null,null,null,null,null,null,null,null,21.091000000000001,59.81158782398974,59.808013112393724,21.091000000000001,11090,21.091000000000001,0.96744374208947348,21.091000000000001,2.5044723386357104E-2]
[null,null,null,null,null,null,null,null,null,null,null,null,null,null,null,null,null,null,null,null,null,null,null,null,null,null,null,null,null,null,null,null,null,null,null,null,null,null,null,null,null,null,null,null,null,null,null,null,null,null,null,null,null,21.176000000000002,59.811690733855116,59.806903168759604,21.176000000000002,11175,21.176000000000002,0.96815164268970055,21.176000000000002,2.874280642143523E-2]
[null,null,null,null,null,null,null,null,null,null,null,null,null,null,null,null,null,null,null,null,null,null,null,null,null,null,null,null,null,null,null,null,null,null,null,null,null,null,null,null,null,null,null,null,null,null,null,null,null,null,null,null,null,21.38,59.811925657197612,59.804937125128632,21.38,11379,21.38,0.96979056472134595,21.38,3.8429411366297517E-2]
[null,null,null,null,null,null,null,null,null,null,null,null,null,null,null,null,null,null,null,null,null,null,null,null,null,null,null,null,null,null,null,null,null,null,null,null,null,null,null,null,null,null,null,null,null,null,null,null,null,null,null,null,null,21.41,59.811958804656427,59.804754653148542,21.41,11409,21.41,0.97002461126683193,21.41,3.9945186439693692E-2]
[null,null,null,null,null,null,null,null,null,null,null,null,null,null,null,null,null,null,null,null,null,null,null,null,null,null,null,null,null,null,null,null,null,null,null,null,null,null,null,null,null,null,null,null,null,null,null,null,null,null,null,null,null,21.567,59.812126670189954,59.804335760265758,21.567,11566,21.567,0.97122118650195488,21.567,4.8233331207957364E-2]
[null,null,null,null,null,null,null,null,null,null,null,null,null,null,null,null,null,null,null,null,null,null,null,null,null,null,null,null,null,null,null,null,null,null,null,null,null,null,null,null,null,null,null,null,null,null,null,null,null,null,null,null,null,21.652000000000001,59.8122137736434,59.804509919033947,21.652000000000001,11651,21.652000000000001,0.9718496295198461,21.652000000000001,5.2957469168895321E-2]
[null,null,null,null,null,null,null,null,null,null,null,null,null,null,null,null,null,null,null,null,null,null,null,null,null,null,null,null,null,null,null,null,null,null,null,null,null,null,null,null,null,null,null,null,null,null,null,null,null,null,null,null,null,21.754999999999999,59.812315963016523,59.805108900710295,21.754999999999999,11754,21.754999999999999,0.9725933998935411,21.754999999999999,5.8890944447551052E-2]
[null,null,null,null,null,null,null,null,null,null,null,null,null,null,null,null,null,null,null,null,null,null,null,null,null,null,null,null,null,null,null,null,null,null,null,null,null,null,null,null,null,null,null,null,null,null,null,null,null,null,null,null,null,21.959,59.812508299275258,59.807476619040216,21.959,11958,21.959,0.97401083426472246,21.959,7.1269076430413247E-2]
[null,null,null,null,null,null,null,null,null,null,null,null,null,null,null,null,null,null,null,null,null,null,null,null,null,null,null,null,null,null,null,null,null,null,null,null,null,null,null,null,null,null,null,null,null,null,null,null,null,null,null,null,null,22.094999999999999,59.812629804013227,59.809778437555138,22.094999999999999,12094,22.094999999999999,0.97491611783238175,22.094999999999999,7.9944390965055234E-2]
[null,null,null,null,null,null,null,null,null,null,null,null,null,null,null,null,null,null,null,null,null,null,null,null,null,null,null,null,null,null,null,null,null,null,null,null,null,null,null,null,null,null,null,null,null,null,null,null,null,null,null,null,null,22.146000000000001,59.81267411237782,59.810750134905923,22.146000000000001,12145,22.146000000000001,0.97524766925923545,22.146000000000001,8.3278092183435959E-2]
[null,null,null,null,null,null,null,null,null,null,null,null,null,null,null,null,null,null,null,null,null,null,null,null,null,null,null,null,null,null,null,null,null,null,null,null,null,null,null,null,null,null,null,null,null,null,null,null,null,null,null,null,null,22.231000000000002,59.812746544598902,59.812457718889796,22.231000000000002,12230,22.231000000000002,0.97579085039414548,22.231000000000002,8.8926271429483839E-2]
[null,null,null,null,null,null,null,null,null,null,null,null,null,null,null,null,null,null,null,null,null,null,null,null,null,null,null,null,null,null,null,null,null,null,null,null,null,null,null,null,null,null,null,null,null,null,null,null,null,null,null,null,null,22.452999999999999,59.812928162014487,59.817051852294014,22.452999999999999,12452,22.452999999999999,0.97715563157286756,22.452999999999999,0.10417955900963705]
[null,null,null,null,null,null,null,null,null,null,null,null,null,null,null,null,null,null,null,null,null,null,null,null,null,null,null,null,null,null,null,null,null,null,null,null,null,null,null,null,null,null,null,null,null,null,null,null,null,null,null,null,null,22.506,59.812970061232335,59.818090393856252,22.506,12505,22.506,0.97747026441946816,22.506,0.10791990772755511]
[null,null,null,null,null,null,null,null,null,null,null,null,null,null,null,null,null,null,null,null,null,null,null,null,null,null,null,null,null,null,null,null,null,null,null,null,null,null,null,null,null,null,null,null,null,null,null,null,null,null,null,null,null,22.64,59.813073755849651,59.820447477209058,22.64,12639,22.64,0.97824713269870156,22.64,0.11753070774477237]
[null,null,null,null,null,null,null,null,null,null,null,null,null,null,null,null,null,null,null,null,null,null,null,null,null,null,null,null,null,null,null,null,null,null,null,null,null,null,null,null,null,null,null,null,null,null,null,null,null,null,null,null,null,22.725000000000001,59.813137982565451,59.82166653035118,22.725000000000001,12724,22.725000000000001,0.97872639154768981,22.725000000000001,0.12373412019073327]
[null,null,null,null,null,null,null,null,null,null,null,null,null,null,null,null,null,null,null,null,null,null,null,null,null,null,null,null,null,null,null,null,null,null,null,null,null,null,null,null,null,null,null,null,null,null,null,null,null,null,null,null,null,22.929000000000002,59.813287675401675,59.82340565160542,22.929000000000002,12928,22.929000000000002,0.97983520049454609,22.929000000000002,0.138926166894762]
[null,null,null,null,null,null,null,null,null,null,null,null,null,null,null,null,null,null,null,null,null,null,null,null,null,null,null,null,null,null,null,null,null,null,null,null,null,null,null,null,null,null,null,null,null,null,null,null,null,null,null,null,null,23.027000000000001,59.81335750889918,59.823546409217926,23.027000000000001,13026,23.027000000000001,0.98034771728517311,23.027000000000001,0.14636152601174945]
[null,null,null,null,null,null,null,null,null,null,null,null,null,null,null,null,null,null,null,null,null,null,null,null,null,null,null,null,null,null,null,null,null,null,null,null,null,null,null,null,null,null,null,null,null,null,null,null,null,null,null,null,null,23.116,59.81341982280896,59.823255467855098,23.116,13115,23.116,0.98080219254616274,23.116,0.15318289786316375]
[null,null,null,null,null,null,null,null,null,null,null,null,null,null,null,null,null,null,null,null,null,null,null,null,null,null,null,null,null,null,null,null,null,null,null,null,null,null,null,null,null,null,null,null,null,null,null,null,null,null,null,null,null,23.201000000000001,59.813478375615091,59.822607384979399,23.201000000000001,13200,23.201000000000001,0.98122670391132938,23.201000000000001,0.1597539719998865]
[null,null,null,null,null,null,null,null,null,null,null,null,null,null,null,null,null,null,null,null,null,null,null,null,null,null,null,null,null,null,null,null,null,null,null,null,null,null,null,null,null,null,null,null,null,null,null,null,null,null,null,null,null,23.304000000000002,59.813548085567554,59.821361048198533,23.304000000000002,13303,23.304000000000002,0.98172890306608129,23.304000000000002,0.16778394987319556]
[null,null,null,null,null,null,null,null,null,null,null,null,null,null,null,null,null,null,null,null,null,null,null,null,null,null,null,null,null,null,null,null,null,null,null,null,null,null,null,null,null,null,null,null,null,null,null,null,null,null,null,null,null,23.437999999999999,59.813636740391573,59.819071774335136,23.437999999999999,13437,23.437999999999999,0.98236274623739051,23.437999999999999,0.17832968614570277]
[null,null,null,null,null,null,null,null,null,null,null,null,null,null,null,null,null,null,null,null,null,null,null,null,null,null,null,null,null,null,null,null,null,null,null,null,null,null,null,null,null,null,null,null,null,null,null,null,null,null,null,null,null,23.61,59.813747108877479,59.815310889568586,23.61,13609,23.61,0.98314507688432895,23.61,0.19200689254198933]
[null,null,null,null,null,null,null,null,null,null,null,null,null,null,null,null,null,null,null,null,null,null,null,null,null,null,null,null,null,null,null,null,null,null,null,null,null,null,null,null,null,null,null,null,null,null,null,null,null,null,null,null,null,23.695,59.813800190753476,59.813256130998617,23.695,13694,23.695,0.98351912973404432,23.695,0.19881571979128043]
[null,null,null,null,null,null,null,null,null,null,null,null,null,null,null,null,null,null,null,null,null,null,null,null,null,null,null,null,null,null,null,null,null,null,null,null,null,null,null,null,null,null,null,null,null,null,null,null,null,null,null,null,null,23.78,59.813852278003523,59.811168529512862,23.78,13779,23.78,0.98388510257081319,23.78,0.2056526368904934]
[null,null,null,null,null,null,null,null,null,null,null,null,null,null,null,null,null,null,null,null,null,null,null,null,null,null,null,null,null,null,null,null,null,null,null,null,null,null,null,null,null,null,null,null,null,null,null,null,null,null,null,null,null,24.001999999999999,59.813983456776327,59.806119661718,24.001999999999999,14001,24.001999999999999,0.98480403557846441,24.001999999999999,0.22361698161220278]
[null,null,null,null,null,null,null,null,null,null,null,null,null,null,null,null,null,null,null,null,null,null,null,null,null,null,null,null,null,null,null,null,null,null,null,null,null,null,null,null,null,null,null,null,null,null,null,null,null,null,null,null,null,24.123000000000001,59.814051886010333,59.803973498027183,24.123000000000001,14122,24.123000000000001,0.98528320314054207,24.123000000000001,0.2334585974252964]
[null,null,null,null,null,null,null,null,null,null,null,null,null,null,null,null,null,null,null,null,null,null,null,null,null,null,null,null,null,null,null,null,null,null,null,null,null,null,null,null,null,null,null,null,null,null,null,null,null,null,null,null,null,24.189,59.814088271204263,59.803074683523661,24.189,14188,24.189,0.98553833168837846,24.189,0.23883751424510236]
[null,null,null,null,null,null,null,null,null,null,null,null,null,null,null,null,null,null,null,null,null,null,null,null,null,null,null,null,null,null,null,null,null,null,null,null,null,null,null,null,null,null,null,null,null,null,null,null,null,null,null,null,null,24.274000000000001,59.814134139052179,59.80225094454633,24.274000000000001,14273,24.274000000000001,0.98586056625867213,24.274000000000001,0.24577335941474987]
[null,null,null,null,null,null,null,null,null,null,null,null,null,null,null,null,null,null,null,null,null,null,null,null,null,null,null,null,null,null,null,null,null,null,null,null,null,null,null,null,null,null,null,null,null,null,null,null,null,null,null,null,null,24.478000000000002,59.814239612758193,59.802013787471353,24.478000000000002,14477,24.478000000000002,0.98660564980091892,24.478000000000002,0.26244260312674217]
[null,null,null,null,null,null,null,null,null,null,null,null,null,null,null,null,null,null,null,null,null,null,null,null,null,null,null,null,null,null,null,null,null,null,null,null,null,null,null,null,null,null,null,null,null,null,null,null,null,null,null,null,null,24.526,59.81426348044058,59.802335899010757,24.526,14525,24.526,0.98677532181668393,24.526,0.26636663152535189]
[null,null,null,null,null,null,null,null,null,null,null,null,null,null,null,null,null,null,null,null,null,null,null,null,null,null,null,null,null,null,null,null,null,null,null,null,null,null,null,null,null,null,null,null,null,null,null,null,null,null,null,null,null,24.664999999999999,59.81433056661556,59.804071157607403,24.664999999999999,14664,24.664999999999999,0.98725492883830879,24.664999999999999,0.27772706279259329]
[null,null,null,null,null,null,null,null,null,null,null,null,null,null,null,null,null,null,null,null,null,null,null,null,null,null,null,null,null,null,null,null,null,null,null,null,null,null,null,null,null,null,null,null,null,null,null,null,null,null,null,null,null,24.75,59.814370118685751,59.805682729403287,24.75,14749,24.75,0.98753981041948646,24.75,0.28466863837147538]
[null,null,null,null,null,null,null,null,null,null,null,null,null,null,null,null,null,null,null,null,null,null,null,null,null,null,null,null,null,null,null,null,null,null,null,null,null,null,null,null,null,null,null,null,null,null,null,null,null,null,null,null,null,24.853000000000002,59.814416578592763,59.808119448051713,24.853000000000002,14852,24.853000000000002,0.98787670383578874,24.853000000000002,0.29307075350210898]
[null,null,null,null,null,null,null,null,null,null,null,null,null,null,null,null,null,null,null,null,null,null,null,null,null,null,null,null,null,null,null,null,null,null,null,null,null,null,null,null,null,null,null,null,null,null,null,null,null,null,null,null,null,25.055,59.814503183198319,59.814005824915888,25.055,15054,25.055,0.98851179525478317,25.055,0.30950472734332068]
[null,null,null,null,null,null,null,null,null,null,null,null,null,null,null,null,null,null,null,null,null,null,null,null,null,null,null,null,null,null,null,null,null,null,null,null,null,null,null,null,null,null,null,null,null,null,null,null,null,null,null,null,null,25.158999999999999,59.814545549875412,59.817317404467005,25.158999999999999,15158,25.158999999999999,0.98882598871547422,25.158999999999999,0.31793595506852901]
[null,null,null,null,null,null,null,null,null,null,null,null,null,null,null,null,null,null,null,null,null,null,null,null,null,null,null,null,null,null,null,null,null,null,null,null,null,null,null,null,null,null,null,null,null,null,null,null,null,null,null,null,null,25.244,59.814579115913865,59.820006863684775,25.244,15243,25.244,0.9890765365298686,25.244,0.3248085638055106]
[null,null,null,null,null,null,null,null,null,null,null,null,null,null,null,null,null,null,null,null,null,null,null,null,null,null,null,null,null,null,null,null,null,null,null,null,null,null,null,null,null,null,null,null,null,null,null,null,null,null,null,null,null,25.329000000000001,59.814611770556255,59.822576008623251,25.329000000000001,15328,25.329000000000001,0.98932159506525252,25.329000000000001,0.33166278464418431]
[null,null,null,null,null,null,null,null,null,null,null,null,null,null,null,null,null,null,null,null,null,null,null,null,null,null,null,null,null,null,null,null,null,null,null,null,null,null,null,null,null,null,null,null,null,null,null,null,null,null,null,null,null,25.551000000000002,59.814693062562704,59.828037770694927,25.551000000000002,15550,25.551000000000002,0.98993657730938889,25.551000000000002,0.3494654180192085]
[null,null,null,null,null,null,null,null,null,null,null,null,null,null,null,null,null,null,null,null,null,null,null,null,null,null,null,null,null,null,null,null,null,null,null,null,null,null,null,null,null,null,null,null,null,null,null,null,null,null,null,null,null,25.622,59.814717933861218,59.829224220998817,25.622,15621,25.622,0.99012585348220927,25.622,0.35512543716087097]
[null,null,null,null,null,null,null,null,null,null,null,null,null,null,null,null,null,null,null,null,null,null,null,null,null,null,null,null,null,null,null,null,null,null,null,null,null,null,null,null,null,null,null,null,null,null,null,null,null,null,null,null,null,25.72,59.814751440731975,59.830296583296395,25.72,15719,25.72,0.99038140250166573,25.72,0.36290845633281177]
[null,null,null,null,null,null,null,null,null,null,null,null,null,null,null,null,null,null,null,null,null,null,null,null,null,null,null,null,null,null,null,null,null,null,null,null,null,null,null,null,null,null,null,null,null,null,null,null,null,null,null,null,null,25.823,59.814785692027684,59.830647788164697,25.823,15822,25.823,0.99064301969153701,25.823,0.37104966325729072]
[null,null,null,null,null,null,null,null,null,null,null,null,null,null,null,null,null,null,null,null,null,null,null,null,null,null,null,null,null,null,null,null,null,null,null,null,null,null,null,null,null,null,null,null,null,null,null,null,null,null,null,null,null,25.908000000000001,59.814813261601316,59.830306678579781,25.908000000000001,15907,25.908000000000001,0.99085366600120439,25.908000000000001,0.37773643898407661]
[null,null,null,null,null,null,null,null,null,null,null,null,null,null,null,null,null,null,null,null,null,null,null,null,null,null,null,null,null,null,null,null,null,null,null,null,null,null,null,null,null,null,null,null,null,null,null,null,null,null,null,null,null,26.143000000000001,59.814886516016834,59.826439809716462,26.143000000000001,16142,26.143000000000001,0.99141219598550412,26.143000000000001,0.3960634334486226]
[null,null,null,null,null,null,null,null,null,null,null,null,null,null,null,null,null,null,null,null,null,null,null,null,null,null,null,null,null,null,null,null,null,null,null,null,null,null,null,null,null,null,null,null,null,null,null,null,null,null,null,null,null,26.214000000000002,59.814907863421894,59.824508485427188,26.214000000000002,16213,26.214000000000002,0.99157427901405781,26.214000000000002,0.40155160895677666]
[null,null,null,null,null,null,null,null,null,null,null,null,null,null,null,null,null,null,null,null,null,null,null,null,null,null,null,null,null,null,null,null,null,null,null,null,null,null,null,null,null,null,null,null,null,null,null,null,null,null,null,null,null,26.298999999999999,59.814932979003807,59.821819629963883,26.298999999999999,16298,26.298999999999999,0.99176438789670807,26.298999999999999,0.40809056504944097]
[null,null,null,null,null,null,null,null,null,null,null,null,null,null,null,null,null,null,null,null,null,null,null,null,null,null,null,null,null,null,null,null,null,null,null,null,null,null,null,null,null,null,null,null,null,null,null,null,null,null,null,null,null,26.402000000000001,59.814962798612754,59.818132162827567,26.402000000000001,16401,26.402000000000001,0.99198913498604679,26.402000000000001,0.41596700811794474]
[null,null,null,null,null,null,null,null,null,null,null,null,null,null,null,null,null,null,null,null,null,null,null,null,null,null,null,null,null,null,null,null,null,null,null,null,null,null,null,null,null,null,null,null,null,null,null,null,null,null,null,null,null,26.554000000000002,59.815005636861436,59.812207710681079,26.554000000000002,16553,26.554000000000002,0.99230987149825256,26.554000000000002,0.42749252553771344]
[null,null,null,null,null,null,null,null,null,null,null,null,null,null,null,null,null,null,null,null,null,null,null,null,null,null,null,null,null,null,null,null,null,null,null,null,null,null,null,null,null,null,null,null,null,null,null,null,null,null,null,null,null,26.708000000000002,59.815047685332431,59.806235928929986,26.708000000000002,16707,26.708000000000002,0.99262199551672259,26.708000000000002,0.4390459333317156]
[null,null,null,null,null,null,null,null,null,null,null,null,null,null,null,null,null,null,null,null,null,null,null,null,null,null,null,null,null,null,null,null,null,null,null,null,null,null,null,null,null,null,null,null,null,null,null,null,null,null,null,null,null,26.792999999999999,59.815070327632682,59.803217720203179,26.792999999999999,16792,26.792999999999999,0.99278892144616238,26.792999999999999,0.44536768905546376]
[null,null,null,null,null,null,null,null,null,null,null,null,null,null,null,null,null,null,null,null,null,null,null,null,null,null,null,null,null,null,null,null,null,null,null,null,null,null,null,null,null,null,null,null,null,null,null,null,null,null,null,null,null,26.878,59.815092572228551,59.800548316027822,26.878,16877,26.878,0.99295214578742863,26.878,0.45164926801605854]
[null,null,null,null,null,null,null,null,null,null,null,null,null,null,null,null,null,null,null,null,null,null,null,null,null,null,null,null,null,null,null,null,null,null,null,null,null,null,null,null,null,null,null,null,null,null,null,null,null,null,null,null,null,26.981000000000002,59.815118995879637,59.797935789798316,26.981000000000002,16980,26.981000000000002,0.99314508936128987,26.981000000000002,0.45920620875101192]
[null,null,null,null,null,null,null,null,null,null,null,null,null,null,null,null,null,null,null,null,null,null,null,null,null,null,null,null,null,null,null,null,null,null,null,null,null,null,null,null,null,null,null,null,null,null,null,null,null,null,null,null,null,27.121000000000002,59.815153973429034,59.795751347403879,27.121000000000002,17120,27.121000000000002,0.99339906465445105,27.121000000000002,0.46937941110096193]
[null,null,null,null,null,null,null,null,null,null,null,null,null,null,null,null,null,null,null,null,null,null,null,null,null,null,null,null,null,null,null,null,null,null,null,null,null,null,null,null,null,null,null,null,null,null,null,null,null,null,null,null,null,27.269000000000002,59.815189759019745,59.795440981290213,27.269000000000002,17268,27.269000000000002,0.99365752270818364,27.269000000000002,0.48000795947894026]
[null,null,null,null,null,null,null,null,null,null,null,null,null,null,null,null,null,null,null,null,null,null,null,null,null,null,null,null,null,null,null,null,null,null,null,null,null,null,null,null,null,null,null,null,null,null,null,null,null,null,null,null,null,27.372,59.815213928805768,59.796519270103737,27.372,17371,27.372,0.99383151287764748,27.372,0.48732693264430915]
[null,null,null,null,null,null,null,null,null,null,null,null,null,null,null,null,null,null,null,null,null,null,null,null,null,null,null,null,null,null,null,null,null,null,null,null,null,null,null,null,null,null,null,null,null,null,null,null,null,null,null,null,null,27.457000000000001,59.815233412817989,59.798200425138845,27.457000000000001,17456,27.457000000000001,0.99397156449944157,27.457000000000001,0.49331796749127799]
[null,null,null,null,null,null,null,null,null,null,null,null,null,null,null,null,null,null,null,null,null,null,null,null,null,null,null,null,null,null,null,null,null,null,null,null,null,null,null,null,null,null,null,null,null,null,null,null,null,null,null,null,null,27.641999999999999,59.815274350455653,59.804098316245145,27.641999999999999,17641,27.641999999999999,0.99426568908649593,27.641999999999999,0.50620217282345847]
[null,null,null,null,null,null,null,null,null,null,null,null,null,null,null,null,null,null,null,null,null,null,null,null,null,null,null,null,null,null,null,null,null,null,null,null,null,null,null,null,null,null,null,null,null,null,null,null,null,null,null,null,null,27.763000000000002,59.815300021648333,59.809290932206459,27.763000000000002,17762,27.763000000000002,0.99445039803838242,27.763000000000002,0.51451258295638447]
[null,null,null,null,null,null,null,null,null,null,null,null,null,null,null,null,null,null,null,null,null,null,null,null,null,null,null,null,null,null,null,null,null,null,null,null,null,null,null,null,null,null,null,null,null,null,null,null,null,null,null,null,null,27.847999999999999,59.815317528254724,59.813359860721761,27.847999999999999,17847,27.847999999999999,0.99457664811527868,27.847999999999999,0.52029468473253027]
[null,null,null,null,null,null,null,null,null,null,null,null,null,null,null,null,null,null,null,null,null,null,null,null,null,null,null,null,null,null,null,null,null,null,null,null,null,null,null,null,null,null,null,null,null,null,null,null,null,null,null,null,null,27.951000000000001,59.815338158479953,59.818532353111685,27.951000000000001,17950,27.951000000000001,0.9947258603927196,27.951000000000001,0.52723901942703932]
[null,null,null,null,null,null,null,null,null,null,null,null,null,null,null,null,null,null,null,null,null,null,null,null,null,null,null,null,null,null,null,null,null,null,null,null,null,null,null,null,null,null,null,null,null,null,null,null,null,null,null,null,null,28.053000000000001,59.815357960144773,59.823667407139638,28.053000000000001,18052,28.053000000000001,0.99486965046683873,28.053000000000001,0.53404828751191902]
[null,null,null,null,null,null,null,null,null,null,null,null,null,null,null,null,null,null,null,null,null,null,null,null,null,null,null,null,null,null,null,null,null,null,null,null,null,null,null,null,null,null,null,null,null,null,null,null,null,null,null,null,null,28.239000000000001,59.815392479303178,59.832178701071363,28.239000000000001,18238,28.239000000000001,0.99512201433474246,28.239000000000001,0.54629048999684793]
[null,null,null,null,null,null,null,null,null,null,null,null,null,null,null,null,null,null,null,null,null,null,null,null,null,null,null,null,null,null,null,null,null,null,null,null,null,null,null,null,null,null,null,null,null,null,null,null,null,null,null,null,null,28.342000000000002,59.815410729822467,59.835945655300719,28.342000000000002,18341,28.342000000000002,0.99525647749404045,28.342000000000002,0.55297203516897198]
[null,null,null,null,null,null,null,null,null,null,null,null,null,null,null,null,null,null,null,null,null,null,null,null,null,null,null,null,null,null,null,null,null,null,null,null,null,null,null,null,null,null,null,null,null,null,null,null,null,null,null,null,null,28.427,59.815425339673745,59.838330755547979,28.427,18426,28.427,0.99536469488183321,28.427,0.55843317709867302]
[null,null,null,null,null,null,null,null,null,null,null,null,null,null,null,null,null,null,null,null,null,null,null,null,null,null,null,null,null,null,null,null,null,null,null,null,null,null,null,null,null,null,null,null,null,null,null,null,null,null,null,null,null,28.53,59.815442511988124,59.84018195677664,28.53,18529,28.53,0.99549258277416297,28.53,0.5649866510813899]
[null,null,null,null,null,null,null,null,null,null,null,null,null,null,null,null,null,null,null,null,null,null,null,null,null,null,null,null,null,null,null,null,null,null,null,null,null,null,null,null,null,null,null,null,null,null,null,null,null,null,null,null,null,28.738,59.815475497472718,59.839979786624113,28.738,18737,28.738,0.99574036352628303,28.738,0.57800579313876055]
[null,null,null,null,null,null,null,null,null,null,null,null,null,null,null,null,null,null,null,null,null,null,null,null,null,null,null,null,null,null,null,null,null,null,null,null,null,null,null,null,null,null,null,null,null,null,null,null,null,null,null,null,null,28.818000000000001,59.815487613729587,59.838438001103114,28.818000000000001,18817,28.818000000000001,0.99583205658741913,28.818000000000001,0.5829363573827665]
[null,null,null,null,null,null,null,null,null,null,null,null,null,null,null,null,null,null,null,null,null,null,null,null,null,null,null,null,null,null,null,null,null,null,null,null,null,null,null,null,null,null,null,null,null,null,null,null,null,null,null,null,null,28.920999999999999,59.815502775245015,59.835301683929764,28.920999999999999,18920,28.920999999999999,0.99594725932286765,28.920999999999999,0.58922152366252079]
[null,null,null,null,null,null,null,null,null,null,null,null,null,null,null,null,null,null,null,null,null,null,null,null,null,null,null,null,null,null,null,null,null,null,null,null,null,null,null,null,null,null,null,null,null,null,null,null,null,null,null,null,null,29.006,59.815514932955942,59.831818799947506,29.006,19005,29.006,0.99603996738672418,29.006,0.59435492408078106]
[null,null,null,null,null,null,null,null,null,null,null,null,null,null,null,null,null,null,null,null,null,null,null,null,null,null,null,null,null,null,null,null,null,null,null,null,null,null,null,null,null,null,null,null,null,null,null,null,null,null,null,null,null,29.141000000000002,59.815533622886292,59.824903494374674,29.141000000000002,19140,29.141000000000002,0.99618294123790174,29.141000000000002,0.60240873215391511]
[null,null,null,null,null,null,null,null,null,null,null,null,null,null,null,null,null,null,null,null,null,null,null,null,null,null,null,null,null,null,null,null,null,null,null,null,null,null,null,null,null,null,null,null,null,null,null,null,null,null,null,null,null,29.312000000000001,59.81555628726931,59.81451948240727,29.312000000000001,19311,29.312000000000001,0.9963567732696117,29.312000000000001,0.61243548378216817]
[null,null,null,null,null,null,null,null,null,null,null,null,null,null,null,null,null,null,null,null,null,null,null,null,null,null,null,null,null,null,null,null,null,null,null,null,null,null,null,null,null,null,null,null,null,null,null,null,null,null,null,null,null,29.397000000000002,59.815567165945779,59.80908725722616,29.397000000000002,19396,29.397000000000002,0.99644026013766884,29.397000000000002,0.61734697084177603]
[null,null,null,null,null,null,null,null,null,null,null,null,null,null,null,null,null,null,null,null,null,null,null,null,null,null,null,null,null,null,null,null,null,null,null,null,null,null,null,null,null,null,null,null,null,null,null,null,null,null,null,null,null,29.5,59.815580028536438,59.802629746546685,29.5,19499,29.5,0.99653890780092713,29.5,0.62323407700164091]
[null,null,null,null,null,null,null,null,null,null,null,null,null,null,null,null,null,null,null,null,null,null,null,null,null,null,null,null,null,null,null,null,null,null,null,null,null,null,null,null,null,null,null,null,null,null,null,null,null,null,null,null,null,29.67,59.815600544714066,59.793161311321484,29.67,19669,29.67,0.99669587350125965,29.67,0.63279655260988832]
[null,null,null,null,null,null,null,null,null,null,null,null,null,null,null,null,null,null,null,null,null,null,null,null,null,null,null,null,null,null,null,null,null,null,null,null,null,null,null,null,null,null,null,null,null,null,null,null,null,null,null,null,null,29.788,59.815614300339014,59.788127705716761,29.788,19787,29.788,0.99680068613722284,29.788,0.63932156657512373]
[null,null,null,null,null,null,null,null,null,null,null,null,null,null,null,null,null,null,null,null,null,null,null,null,null,null,null,null,null,null,null,null,null,null,null,null,null,null,null,null,null,null,null,null,null,null,null,null,null,null,null,null,null,29.891000000000002,59.815626003620864,59.785147265481015,29.891000000000002,{"$f":"BF29899+1","v":19890},29.891000000000002,0.99688949571847418,29.891000000000002,0.64494209338666897]
[null,null,null,null,null,null,null,null,null,null,null,null,null,null,null,null,null,null,null,null,null,null,null,null,null,null,null,null,null,null,null,null,null,null,null,null,null,null,null,null,null,null,null,null,null,null,null,null,null,null,null,null,null,29.975999999999999,59.815635457918241,59.783839694240214,29.975999999999999,19975,29.975999999999999,0.99696095408600682,29.975999999999999,0.64952790130279858]
[null,null,null,null,null,null,null,null,null,null,null,null,null,null,null,null,null,null,null,null,null,null,null,null,null,null,null,null,null,null,null,null,null,null,null,null,null,null,null,null,null,null,null,null,null,null,null,null,null,null,null,null,null,30.079000000000001,59.815646676251511,59.78377195907661,30.079000000000001,20078,30.079000000000001,0.9970453819767312,30.079000000000001,0.65502144987396838]
[null,null,null,null,null,null,null,null,null,null,null,null,null,null,null,null,null,null,null,null,null,null,null,null,null,null,null,null,null,null,null,null,null,null,null,null,null,null,null,null,null,null,null,null,null,null,null,null,null,null,null,null,null,30.237000000000002,59.815663394891693,59.78700152242547,30.237000000000002,20236,30.237000000000002,0.99717042451820548,30.237000000000002,0.66331413929130423]
[null,null,null,null,null,null,null,null,null,null,null,null,null,null,null,null,null,null,null,null,null,null,null,null,null,null,null,null,null,null,null,null,null,null,null,null,null,null,null,null,null,null,null,null,null,null,null,null,null,null,null,null,null,30.367000000000001,59.815676717659436,59.792556268631586,30.367000000000001,20366,30.367000000000001,0.99726938809116628,30.367000000000001,0.67001602388335468]
[null,null,null,null,null,null,null,null,null,null,null,null,null,null,null,null,null,null,null,null,null,null,null,null,null,null,null,null,null,null,null,null,null,null,null,null,null,null,null,null,null,null,null,null,null,null,null,null,null,null,null,null,null,30.47,59.815687000201045,59.798575823571369,30.47,20469,30.47,0.99734537044440918,30.47,0.6752487794508033]
[null,null,null,null,null,null,null,null,null,null,null,null,null,null,null,null,null,null,null,null,null,null,null,null,null,null,null,null,null,null,null,null,null,null,null,null,null,null,null,null,null,null,null,null,null,null,null,null,null,null,null,null,null,30.555,59.81569530489395,59.804415713413313,30.555,20554,30.555,0.99740650284835175,30.555,0.67951595658521402]
[null,null,null,null,null,null,null,null,null,null,null,null,null,null,null,null,null,null,null,null,null,null,null,null,null,null,null,null,null,null,null,null,null,null,null,null,null,null,null,null,null,null,null,null,null,null,null,null,null,null,null,null,null,30.757999999999999,59.815714476160764,59.820321910516618,30.757999999999999,20757,30.757999999999999,0.99754694661989973,30.757999999999999,0.68952133998327725]
[null,null,null,null,null,null,null,null,null,null,null,null,null,null,null,null,null,null,null,null,null,null,null,null,null,null,null,null,null,null,null,null,null,null,null,null,null,null,null,null,null,null,null,null,null,null,null,null,null,null,null,null,null,30.861000000000001,59.815723844506095,59.82867252374222,30.861000000000001,20860,30.861000000000001,0.99761531328524078,30.861000000000001,0.69449866257744164]
[null,null,null,null,null,null,null,null,null,null,null,null,null,null,null,null,null,null,null,null,null,null,null,null,null,null,null,null,null,null,null,null,null,null,null,null,null,null,null,null,null,null,null,null,null,null,null,null,null,null,null,null,null,30.946000000000002,59.815731392300187,59.835282925687217,30.946000000000002,20945,30.946000000000002,0.9976703155602058,30.946000000000002,0.69855622699645037]
[null,null,null,null,null,null,null,null,null,null,null,null,null,null,null,null,null,null,null,null,null,null,null,null,null,null,null,null,null,null,null,null,null,null,null,null,null,null,null,null,null,null,null,null,null,null,null,null,null,null,null,null,null,31.048999999999999,59.815740314991139,59.842570661240096,31.048999999999999,21048,31.048999999999999,0.99773529216251633,31.048999999999999,0.70341291752533741]
[null,null,null,null,null,null,null,null,null,null,null,null,null,null,null,null,null,null,null,null,null,null,null,null,null,null,null,null,null,null,null,null,null,null,null,null,null,null,null,null,null,null,null,null,null,null,null,null,null,null,null,null,null,31.169,59.81575040008731,59.849538651196717,31.169,21168,31.169,0.99780874292033173,31.169,0.70898869351177218]
[null,null,null,null,null,null,null,null,null,null,null,null,null,null,null,null,null,null,null,null,null,null,null,null,null,null,null,null,null,null,null,null,null,null,null,null,null,null,null,null,null,null,null,null,null,null,null,null,null,null,null,null,null,31.337,59.815763956784458,59.855517728392925,31.337,21336,31.337,0.99790764390472442,31.337,0.71664698492277357]
[null,null,null,null,null,null,null,null,null,null,null,null,null,null,null,null,null,null,null,null,null,null,null,null,null,null,null,null,null,null,null,null,null,null,null,null,null,null,null,null,null,null,null,null,null,null,null,null,null,null,null,null,null,31.44,59.815771944599462,59.856569147674719,31.44,21439,31.44,0.99796608963524791,31.44,0.72125780194404099]
[null,null,null,null,null,null,null,null,null,null,null,null,null,null,null,null,null,null,null,null,null,null,null,null,null,null,null,null,null,null,null,null,null,null,null,null,null,null,null,null,null,null,null,null,null,null,null,null,null,null,null,null,null,31.525000000000002,59.815778352489893,59.855809821986817,31.525000000000002,21524,31.525000000000002,0.99801310685419053,31.525000000000002,0.72501493862963362]
[null,null,null,null,null,null,null,null,null,null,null,null,null,null,null,null,null,null,null,null,null,null,null,null,null,null,null,null,null,null,null,null,null,null,null,null,null,null,null,null,null,null,null,null,null,null,null,null,null,null,null,null,null,31.69,59.815790322770937,59.85011422861259,31.69,21689,31.69,0.99810133667053358,31.69,0.73218568869075629]
[null,null,null,null,null,null,null,null,null,null,null,null,null,null,null,null,null,null,null,null,null,null,null,null,null,null,null,null,null,null,null,null,null,null,null,null,null,null,null,null,null,null,null,null,null,null,null,null,null,null,null,null,null,31.831,59.815800072592054,59.841166581965176,31.831,21830,31.831,0.99817366291650333,31.831,0.7381866322257159]
[null,null,null,null,null,null,null,null,null,null,null,null,null,null,null,null,null,null,null,null,null,null,null,null,null,null,null,null,null,null,null,null,null,null,null,null,null,null,null,null,null,null,null,null,null,null,null,null,null,null,null,null,null,31.916,59.815805742934685,59.83425527749646,31.916,21915,31.916,0.99821594372467415,31.916,0.74174838768999418]
[null,null,null,null,null,null,null,null,null,null,null,null,null,null,null,null,null,null,null,null,null,null,null,null,null,null,null,null,null,null,null,null,null,null,null,null,null,null,null,null,null,null,null,null,null,null,null,null,null,null,null,null,null,32.018999999999998,59.81581241159428,59.824724249049339,32.018999999999998,22018,32.018999999999998,0.99826588585313258,32.018999999999998,0.74600864604549677]
[null,null,null,null,null,null,null,null,null,null,null,null,null,null,null,null,null,null,null,null,null,null,null,null,null,null,null,null,null,null,null,null,null,null,null,null,null,null,null,null,null,null,null,null,null,null,null,null,null,null,null,null,null,32.103999999999999,59.815817752744422,59.816216712760479,32.103999999999999,22103,32.103999999999999,0.99830605942164485,32.103999999999999,0.7494787531684608]
[null,null,null,null,null,null,null,null,null,null,null,null,null,null,null,null,null,null,null,null,null,null,null,null,null,null,null,null,null,null,null,null,null,null,null,null,null,null,null,null,null,null,null,null,null,null,null,null,null,null,null,null,null,32.265000000000001,59.81582748503579,59.799631024391928,32.265000000000001,22264,32.265000000000001,0.99837965218197677,32.265000000000001,0.75593960709607921]
[null,null,null,null,null,null,null,null,null,null,null,null,null,null,null,null,null,null,null,null,null,null,null,null,null,null,null,null,null,null,null,null,null,null,null,null,null,null,null,null,null,null,null,null,null,null,null,null,null,null,null,null,null,32.410000000000004,59.815835842833877,59.78566310331977,32.410000000000004,22409,32.410000000000004,0.99844322577556033,32.410000000000004,0.76163448632147368]
[null,null,null,null,null,null,null,null,null,null,null,null,null,null,null,null,null,null,null,null,null,null,null,null,null,null,null,null,null,null,null,null,null,null,null,null,null,null,null,null,null,null,null,null,null,null,null,null,null,null,null,null,null,32.494999999999997,59.815840573532704,59.778556218061148,32.494999999999997,22494,32.494999999999997,0.9984793418910487,32.494999999999997,0.76491893815468215]
[null,null,null,null,null,null,null,null,null,null,null,null,null,null,null,null,null,null,null,null,null,null,null,null,null,null,null,null,null,null,null,null,null,null,null,null,null,null,null,null,null,null,null,null,null,null,null,null,null,null,null,null,null,32.597999999999999,59.815846148169619,59.771521403612653,32.597999999999999,22597,32.597999999999999,0.99852199936382746,32.597999999999999,0.76884607646818182]
[null,null,null,null,null,null,null,null,null,null,null,null,null,null,null,null,null,null,null,null,null,null,null,null,null,null,null,null,null,null,null,null,null,null,null,null,null,null,null,null,null,null,null,null,null,null,null,null,null,null,null,null,null,32.786000000000001,59.815855906330455,59.764444903049906,32.786000000000001,22785,32.786000000000001,0.99859683586360015,32.786000000000001,0.77586658567906974]
[null,null,null,null,null,null,null,null,null,null,null,null,null,null,null,null,null,null,null,null,null,null,null,null,null,null,null,null,null,null,null,null,null,null,null,null,null,null,null,null,null,null,null,null,null,null,null,null,null,null,null,null,null,32.886000000000003,59.815860892706986,59.764217408511392,32.886000000000003,22885,32.886000000000003,0.99863510544072975,32.886000000000003,0.77952427209332453]
[null,null,null,null,null,null,null,null,null,null,null,null,null,null,null,null,null,null,null,null,null,null,null,null,null,null,null,null,null,null,null,null,null,null,null,null,null,null,null,null,null,null,null,null,null,null,null,null,null,null,null,null,null,32.988999999999997,59.815865890928443,59.766721496008252,32.988999999999997,22988,32.988999999999997,0.99867344563873017,32.988999999999997,0.78323679216007558]
[null,null,null,null,null,null,null,null,null,null,null,null,null,null,null,null,null,null,null,null,null,null,null,null,null,null,null,null,null,null,null,null,null,null,null,null,null,null,null,null,null,null,null,null,null,null,null,null,null,null,null,null,null,33.073999999999998,59.815869915808769,59.77086012994868,33.073999999999998,23073,33.073999999999998,0.99870428312014159,33.073999999999998,0.78625898198613831]
[null,null,null,null,null,null,null,null,null,null,null,null,null,null,null,null,null,null,null,null,null,null,null,null,null,null,null,null,null,null,null,null,null,null,null,null,null,null,null,null,null,null,null,null,null,null,null,null,null,null,null,null,null,33.189,59.815875224965957,59.779255192842236,33.189,23188,33.189,0.99874488033825648,33.189,0.79028866900094186]
[null,null,null,null,null,null,null,null,null,null,null,null,null,null,null,null,null,null,null,null,null,null,null,null,null,null,null,null,null,null,null,null,null,null,null,null,null,null,null,null,null,null,null,null,null,null,null,null,null,null,null,null,null,33.380000000000003,59.815883717791287,59.799091727241553,33.380000000000003,23379,33.380000000000003,0.99880954880199846,33.380000000000003,0.79683319957553156]
[null,null,null,null,null,null,null,null,null,null,null,null,null,null,null,null,null,null,null,null,null,null,null,null,null,null,null,null,null,null,null,null,null,null,null,null,null,null,null,null,null,null,null,null,null,null,null,null,null,null,null,null,null,33.465000000000003,59.815887374118866,59.809593048977689,33.465000000000003,23464,33.465000000000003,0.99883725902792075,33.465000000000003,0.79968701255213204]
[null,null,null,null,null,null,null,null,null,null,null,null,null,null,null,null,null,null,null,null,null,null,null,null,null,null,null,null,null,null,null,null,null,null,null,null,null,null,null,null,null,null,null,null,null,null,null,null,null,null,null,null,null,33.567999999999998,59.815891707755462,59.823008271753977,33.567999999999998,23567,33.567999999999998,0.9988699845850868,33.567999999999998,0.80309740026448184]
[null,null,null,null,null,null,null,null,null,null,null,null,null,null,null,null,null,null,null,null,null,null,null,null,null,null,null,null,null,null,null,null,null,null,null,null,null,null,null,null,null,null,null,null,null,null,null,null,null,null,null,null,null,33.652999999999999,59.815895206253927,59.834185350012298,33.652999999999999,23652,33.652999999999999,0.99889630447012134,33.652999999999999,0.80587277977088356]
[null,null,null,null,null,null,null,null,null,null,null,null,null,null,null,null,null,null,null,null,null,null,null,null,null,null,null,null,null,null,null,null,null,null,null,null,null,null,null,null,null,null,null,null,null,null,null,null,null,null,null,null,null,33.764000000000003,59.815899671597855,59.848206415959993,33.764000000000003,23763,33.764000000000003,0.99892976510714737,33.764000000000003,0.80944456973413426]
[null,null,null,null,null,null,null,null,null,null,null,null,null,null,null,null,null,null,null,null,null,null,null,null,null,null,null,null,null,null,null,null,null,null,null,null,null,null,null,null,null,null,null,null,null,null,null,null,null,null,null,null,null,33.959000000000003,59.815907239565789,59.868730808167683,33.959000000000003,23958,33.959000000000003,0.99898613743347708,33.959000000000003,0.81557738610067232]
[null,null,null,null,null,null,null,null,null,null,null,null,null,null,null,null,null,null,null,null,null,null,null,null,null,null,null,null,null,null,null,null,null,null,null,null,null,null,null,null,null,null,null,null,null,null,null,null,null,null,null,null,null,34.044000000000004,59.815910429894977,59.875120713324129,34.044000000000004,24043,34.044000000000004,0.99900978205052204,34.044000000000004,0.81819489168074688]
[null,null,null,null,null,null,null,null,null,null,null,null,null,null,null,null,null,null,null,null,null,null,null,null,null,null,null,null,null,null,null,null,null,null,null,null,null,null,null,null,null,null,null,null,null,null,null,null,null,null,null,null,null,34.146999999999998,59.815914208341901,59.880183322404584,34.146999999999998,24146,34.146999999999998,0.99903770444114903,34.146999999999998,0.82132198634126241]
[null,null,null,null,null,null,null,null,null,null,null,null,null,null,null,null,null,null,null,null,null,null,null,null,null,null,null,null,null,null,null,null,null,null,null,null,null,null,null,null,null,null,null,null,null,null,null,null,null,null,null,null,null,34.285000000000004,59.815919121016954,59.881770886641156,34.285000000000004,24284,34.285000000000004,0.99907389863628293,34.285000000000004,0.8254358812601259]
[null,null,null,null,null,null,null,null,null,null,null,null,null,null,null,null,null,null,null,null,null,null,null,null,null,null,null,null,null,null,null,null,null,null,null,null,null,null,null,null,null,null,null,null,null,null,null,null,null,null,null,null,null,34.435000000000002,59.815924266732338,59.876328482374255,34.435000000000002,{"$f":"BF34443+1","v":24434},34.435000000000002,0.99911171484546157,34.435000000000002,0.82981056064318548]
[null,null,null,null,null,null,null,null,null,null,null,null,null,null,null,null,null,null,null,null,null,null,null,null,null,null,null,null,null,null,null,null,null,null,null,null,null,null,null,null,null,null,null,null,null,null,null,null,null,null,null,null,null,34.538000000000004,59.815927683081348,59.868358645185978,34.538000000000004,24537,34.538000000000004,0.99913679381494591,34.538000000000004,0.83275694100526221]
[null,null,null,null,null,null,null,null,null,null,null,null,null,null,null,null,null,null,null,null,null,null,null,null,null,null,null,null,null,null,null,null,null,null,null,null,null,null,null,null,null,null,null,null,null,null,null,null,null,null,null,null,null,34.622999999999998,59.815930430703197,59.8594145406745,34.622999999999998,24622,34.622999999999998,0.99915696180952729,34.622999999999998,0.83515360090889135]
[null,null,null,null,null,null,null,null,null,null,null,null,null,null,null,null,null,null,null,null,null,null,null,null,null,null,null,null,null,null,null,null,null,null,null,null,null,null,null,null,null,null,null,null,null,null,null,null,null,null,null,null,null,34.805999999999997,59.815936126905918,59.834290727811769,34.805999999999997,24805,34.805999999999997,0.99919881445705283,34.805999999999997,0.840208220687095]
[null,null,null,null,null,null,null,null,null,null,null,null,null,null,null,null,null,null,null,null,null,null,null,null,null,null,null,null,null,null,null,null,null,null,null,null,null,null,null,null,null,null,null,null,null,null,null,null,null,null,null,null,null,34.929000000000002,59.815939788467553,59.814441512107528,34.929000000000002,24928,34.929000000000002,0.99922578346349378,34.929000000000002,0.84352611580351811]
[null,null,null,null,null,null,null,null,null,null,null,null,null,null,null,null,null,null,null,null,null,null,null,null,null,null,null,null,null,null,null,null,null,null,null,null,null,null,null,null,null,null,null,null,null,null,null,null,null,null,null,null,null,35.014000000000003,59.815942241278421,59.800198868075505,35.014000000000003,25013,35.014000000000003,0.99924389400516012,35.014000000000003,0.84578224542032032]
[null,null,null,null,null,null,null,null,null,null,null,null,null,null,null,null,null,null,null,null,null,null,null,null,null,null,null,null,null,null,null,null,null,null,null,null,null,null,null,null,null,null,null,null,null,null,null,null,null,null,null,null,null,35.116999999999997,59.815945129743163,59.783198131623607,35.116999999999997,25116,35.116999999999997,0.99926527900773143,35.116999999999997,0.84847644580185699]
[null,null,null,null,null,null,null,null,null,null,null,null,null,null,null,null,null,null,null,null,null,null,null,null,null,null,null,null,null,null,null,null,null,null,null,null,null,null,null,null,null,null,null,null,null,null,null,null,null,null,null,null,null,35.201999999999998,59.81594744535461,59.769998427205302,35.201999999999998,25201,35.201999999999998,0.99928247540346293,35.201999999999998,0.85066743279394363]
[null,null,null,null,null,null,null,null,null,null,null,null,null,null,null,null,null,null,null,null,null,null,null,null,null,null,null,null,null,null,null,null,null,null,null,null,null,null,null,null,null,null,null,null,null,null,null,null,null,null,null,null,null,35.381,59.815952125612732,59.747009003795796,35.381,25380,35.381,0.9993173976435572,35.381,0.85518712612441972]
[null,null,null,null,null,null,null,null,null,null,null,null,null,null,null,null,null,null,null,null,null,null,null,null,null,null,null,null,null,null,null,null,null,null,null,null,null,null,null,null,null,null,null,null,null,null,null,null,null,null,null,null,null,35.508000000000003,59.815955290333463,59.736464249845447,35.508000000000003,25507,35.508000000000003,0.99934114986743627,35.508000000000003,0.85831761124310768]
[null,null,null,null,null,null,null,null,null,null,null,null,null,null,null,null,null,null,null,null,null,null,null,null,null,null,null,null,null,null,null,null,null,null,null,null,null,null,null,null,null,null,null,null,null,null,null,null,null,null,null,null,null,35.593000000000004,59.815957339013174,59.732746049900662,35.593000000000004,25592,35.593000000000004,0.99935658833756558,35.593000000000004,0.86037807040267544]
[null,null,null,null,null,null,null,null,null,null,null,null,null,null,null,null,null,null,null,null,null,null,null,null,null,null,null,null,null,null,null,null,null,null,null,null,null,null,null,null,null,null,null,null,null,null,null,null,null,null,null,null,null,35.695999999999998,59.815959749647078,59.732198998361675,35.695999999999998,25695,35.695999999999998,0.99937481713563636,35.695999999999998,0.86283803590852992]
[null,null,null,null,null,null,null,null,null,null,null,null,null,null,null,null,null,null,null,null,null,null,null,null,null,null,null,null,null,null,null,null,null,null,null,null,null,null,null,null,null,null,null,null,null,null,null,null,null,null,null,null,null,35.783999999999999,59.815961749030166,59.735297922574148,35.783999999999999,25783,35.783999999999999,0.99938998577750582,35.783999999999999,0.86490817605634163]
[null,null,null,null,null,null,null,null,null,null,null,null,null,null,null,null,null,null,null,null,null,null,null,null,null,null,null,null,null,null,null,null,null,null,null,null,null,null,null,null,null,null,null,null,null,null,null,null,null,null,null,null,null,35.984000000000002,59.815966098018869,59.754251819569852,35.984000000000002,25983,35.984000000000002,0.99942311882011292,35.984000000000002,0.86950668807844722]
[null,null,null,null,null,null,null,null,null,null,null,null,null,null,null,null,null,null,null,null,null,null,null,null,null,null,null,null,null,null,null,null,null,null,null,null,null,null,null,null,null,null,null,null,null,null,null,null,null,null,null,null,null,36.087000000000003,59.815968238250065,59.769762191200712,36.087000000000003,26086,36.087000000000003,0.99943948104590563,36.087000000000003,0.87181829828793567]
[null,null,null,null,null,null,null,null,null,null,null,null,null,null,null,null,null,null,null,null,null,null,null,null,null,null,null,null,null,null,null,null,null,null,null,null,null,null,null,null,null,null,null,null,null,null,null,null,null,null,null,null,null,36.172000000000004,59.815969956652538,59.784899496592722,36.172000000000004,26171,36.172000000000004,0.9994526372558854,36.172000000000004,0.8736974483767731]
[null,null,null,null,null,null,null,null,null,null,null,null,null,null,null,null,null,null,null,null,null,null,null,null,null,null,null,null,null,null,null,null,null,null,null,null,null,null,null,null,null,null,null,null,null,null,null,null,null,null,null,null,null,36.313000000000002,59.815972717004023,59.81324396743355,36.313000000000002,26312,36.313000000000002,0.99947379030409866,36.313000000000002,0.87675865805175668]
[null,null,null,null,null,null,null,null,null,null,null,null,null,null,null,null,null,null,null,null,null,null,null,null,null,null,null,null,null,null,null,null,null,null,null,null,null,null,null,null,null,null,null,null,null,null,null,null,null,null,null,null,null,36.359000000000002,59.815973594312297,59.822996303975927,36.359000000000002,26358,36.359000000000002,0.9994805146593746,36.359000000000002,0.87774242878607334]
[null,null,null,null,null,null,null,null,null,null,null,null,null,null,null,null,null,null,null,null,null,null,null,null,null,null,null,null,null,null,null,null,null,null,null,null,null,null,null,null,null,null,null,null,null,null,null,null,null,null,null,null,null,36.563000000000002,59.815977356094308,59.865772746539854,36.563000000000002,26562,36.563000000000002,0.99950932504511802,36.563000000000002,0.88201834311647542]
[null,null,null,null,null,null,null,null,null,null,null,null,null,null,null,null,null,null,null,null,null,null,null,null,null,null,null,null,null,null,null,null,null,null,null,null,null,null,null,null,null,null,null,null,null,null,null,null,null,null,null,null,null,36.666000000000004,59.815979180030801,59.885076959629352,36.666000000000004,26665,36.666000000000004,0.99952326464900387,36.666000000000004,0.88412425568198372]
[null,null,null,null,null,null,null,null,null,null,null,null,null,null,null,null,null,null,null,null,null,null,null,null,null,null,null,null,null,null,null,null,null,null,null,null,null,null,null,null,null,null,null,null,null,null,null,null,null,null,null,null,null,36.750999999999998,59.815980649410811,59.898767907892449,36.750999999999998,26750,36.750999999999998,0.99953447234311454,36.750999999999998,0.88583584248199809]
[null,null,null,null,null,null,null,null,null,null,null,null,null,null,null,null,null,null,null,null,null,null,null,null,null,null,null,null,null,null,null,null,null,null,null,null,null,null,null,null,null,null,null,null,null,null,null,null,null,null,null,null,null,36.880000000000003,59.815982820311625,59.914353337566034,36.880000000000003,26879,36.880000000000003,0.99955098511894291,36.880000000000003,0.88838865787899879]
[null,null,null,null,null,null,null,null,null,null,null,null,null,null,null,null,null,null,null,null,null,null,null,null,null,null,null,null,null,null,null,null,null,null,null,null,null,null,null,null,null,null,null,null,null,null,null,null,null,null,null,null,null,37.057000000000002,59.815985688695406,59.923077553038489,37.057000000000002,27056,37.057000000000002,0.99957270206653159,37.057000000000002,0.89180512194338146]
[null,null,null,null,null,null,null,null,null,null,null,null,null,null,null,null,null,null,null,null,null,null,null,null,null,null,null,null,null,null,null,null,null,null,null,null,null,null,null,null,null,null,null,null,null,null,null,null,null,null,null,null,null,37.142000000000003,59.815987022742739,59.921416333518501,37.142000000000003,27141,37.142000000000003,0.9995827581330371,37.142000000000003,0.89341098900981253]
[null,null,null,null,null,null,null,null,null,null,null,null,null,null,null,null,null,null,null,null,null,null,null,null,null,null,null,null,null,null,null,null,null,null,null,null,null,null,null,null,null,null,null,null,null,null,null,null,null,null,null,null,null,37.244999999999997,59.815988602778539,59.914156416972098,37.244999999999997,27244,37.244999999999997,0.99959463007012805,37.244999999999997,0.89532717783199189]
[null,null,null,null,null,null,null,null,null,null,null,null,null,null,null,null,null,null,null,null,null,null,null,null,null,null,null,null,null,null,null,null,null,null,null,null,null,null,null,null,null,null,null,null,null,null,null,null,null,null,null,null,null,37.401000000000003,59.815990921499996,59.892716740561347,37.401000000000003,27400,37.401000000000003,0.99961197665494461,37.401000000000003,0.89816831622562121]
[null,null,null,null,null,null,null,null,null,null,null,null,null,null,null,null,null,null,null,null,null,null,null,null,null,null,null,null,null,null,null,null,null,null,null,null,null,null,null,null,null,null,null,null,null,null,null,null,null,null,null,null,null,37.533000000000001,59.81599281503086,59.866081342370279,37.533000000000001,27532,37.533000000000001,0.99962607875899323,37.533000000000001,0.90051598385856069]
[null,null,null,null,null,null,null,null,null,null,null,null,null,null,null,null,null,null,null,null,null,null,null,null,null,null,null,null,null,null,null,null,null,null,null,null,null,null,null,null,null,null,null,null,null,null,null,null,null,null,null,null,null,37.636000000000003,59.815994249646209,59.841220255608043,37.636000000000003,27635,37.636000000000003,0.99963672897706279,37.636000000000003,0.90231265577258979]
[null,null,null,null,null,null,null,null,null,null,null,null,null,null,null,null,null,null,null,null,null,null,null,null,null,null,null,null,null,null,null,null,null,null,null,null,null,null,null,null,null,null,null,null,null,null,null,null,null,null,null,null,null,37.721000000000004,59.815995405483328,59.81894290200961,37.721000000000004,27720,37.721000000000004,0.99964529123394508,37.721000000000004,0.90377245281978169]
[null,null,null,null,null,null,null,null,null,null,null,null,null,null,null,null,null,null,null,null,null,null,null,null,null,null,null,null,null,null,null,null,null,null,null,null,null,null,null,null,null,null,null,null,null,null,null,null,null,null,null,null,null,37.811999999999998,59.815996614951963,59.79426090137806,37.811999999999998,27811,37.811999999999998,0.99965423635321082,37.811999999999998,0.90531265958569129]
[null,null,null,null,null,null,null,null,null,null,null,null,null,null,null,null,null,null,null,null,null,null,null,null,null,null,null,null,null,null,null,null,null,null,null,null,null,null,null,null,null,null,null,null,null,null,null,null,null,null,null,null,null,37.908000000000001,59.815997859698477,59.768383557988066,37.908000000000001,27907,37.908000000000001,0.99966343076322184,37.908000000000001,0.90691245777816731]
[null,null,null,null,null,null,null,null,null,null,null,null,null,null,null,null,null,null,null,null,null,null,null,null,null,null,null,null,null,null,null,null,null,null,null,null,null,null,null,null,null,null,null,null,null,null,null,null,null,null,null,null,null,38.112000000000002,59.816000399240536,59.719402464240069,38.112000000000002,28111,38.112000000000002,0.99968217220633626,38.112000000000002,0.91022830437578151]
[null,null,null,null,null,null,null,null,null,null,null,null,null,null,null,null,null,null,null,null,null,null,null,null,null,null,null,null,null,null,null,null,null,null,null,null,null,null,null,null,null,null,null,null,null,null,null,null,null,null,null,null,null,38.215000000000003,59.816001627370781,59.700529934540036,38.215000000000003,28214,38.215000000000003,0.99969123810369376,38.215000000000003,0.91186007542792247]
[null,null,null,null,null,null,null,null,null,null,null,null,null,null,null,null,null,null,null,null,null,null,null,null,null,null,null,null,null,null,null,null,null,null,null,null,null,null,null,null,null,null,null,null,null,null,null,null,null,null,null,null,null,38.332999999999998,59.81600299024057,59.685793553995303,38.332999999999998,28332,38.332999999999998,0.99970130966072879,38.332999999999998,0.91369524110816602]
[null,null,null,null,null,null,null,null,null,null,null,null,null,null,null,null,null,null,null,null,null,null,null,null,null,null,null,null,null,null,null,null,null,null,null,null,null,null,null,null,null,null,null,null,null,null,null,null,null,null,null,null,null,38.384,59.816003564831732,59.682034667992546,38.384,28383,38.384,0.99970556120606435,38.384,0.91447724120327867]
[null,null,null,null,null,null,null,null,null,null,null,null,null,null,null,null,null,null,null,null,null,null,null,null,null,null,null,null,null,null,null,null,null,null,null,null,null,null,null,null,null,null,null,null,null,null,null,null,null,null,null,null,null,38.606000000000002,59.816005966170465,59.686018079455394,38.606000000000002,28605,38.606000000000002,0.99972337990976046,38.606000000000002,0.91780425476426608]
[null,null,null,null,null,null,null,null,null,null,null,null,null,null,null,null,null,null,null,null,null,null,null,null,null,null,null,null,null,null,null,null,null,null,null,null,null,null,null,null,null,null,null,null,null,null,null,null,null,null,null,null,null,38.691000000000003,59.816006843478718,59.69648446024447,38.691000000000003,28690,38.691000000000003,0.99972991572578085,38.691000000000003,0.91904555419298817]
[null,null,null,null,null,null,null,null,null,null,null,null,null,null,null,null,null,null,null,null,null,null,null,null,null,null,null,null,null,null,null,null,null,null,null,null,null,null,null,null,null,null,null,null,null,null,null,null,null,null,null,null,null,38.776000000000003,59.8160076980772,59.711649952379751,38.776000000000003,28775,38.776000000000003,0.99973629844093692,38.776000000000003,0.92026917893292848]
[null,null,null,null,null,null,null,null,null,null,null,null,null,null,null,null,null,null,null,null,null,null,null,null,null,null,null,null,null,null,null,null,null,null,null,null,null,null,null,null,null,null,null,null,null,null,null,null,null,null,null,null,null,38.9,59.816008905030884,59.741298553007418,38.9,28899,38.9,0.99974534242976409,38.9,0.92202300053351594]
[null,null,null,null,null,null,null,null,null,null,null,null,null,null,null,null,null,null,null,null,null,null,null,null,null,null,null,null,null,null,null,null,null,null,null,null,null,null,null,null,null,null,null,null,null,null,null,null,null,null,null,null,null,39.082000000000001,59.816010594233695,59.797059400391561,39.082000000000001,29081,39.082000000000001,0.99975806258436239,39.082000000000001,0.92453136443854067]
[null,null,null,null,null,null,null,null,null,null,null,null,null,null,null,null,null,null,null,null,null,null,null,null,null,null,null,null,null,null,null,null,null,null,null,null,null,null,null,null,null,null,null,null,null,null,null,null,null,null,null,null,null,39.185000000000002,59.816011508735684,59.8313882821246,39.185000000000002,29184,39.185000000000002,0.99976498009368742,39.185000000000002,0.92591697044309718]
[null,null,null,null,null,null,null,null,null,null,null,null,null,null,null,null,null,null,null,null,null,null,null,null,null,null,null,null,null,null,null,null,null,null,null,null,null,null,null,null,null,null,null,null,null,null,null,null,null,null,null,null,null,39.270000000000003,59.816012241847098,59.857708606732373,39.270000000000003,29269,39.270000000000003,0.99977054074944405,39.270000000000003,0.92704229122980042]
[null,null,null,null,null,null,null,null,null,null,null,null,null,null,null,null,null,null,null,null,null,null,null,null,null,null,null,null,null,null,null,null,null,null,null,null,null,null,null,null,null,null,null,null,null,null,null,null,null,null,null,null,null,39.429000000000002,59.816013563210298,59.901939107933302,39.429000000000002,29428,39.429000000000002,0.99978059450140566,39.429000000000002,0.92910404078714104]
[null,null,null,null,null,null,null,null,null,null,null,null,null,null,null,null,null,null,null,null,null,null,null,null,null,null,null,null,null,null,null,null,null,null,null,null,null,null,null,null,null,null,null,null,null,null,null,null,null,null,null,null,null,39.457000000000001,59.816013789414271,59.909104959919873,39.457000000000001,29456,39.457000000000001,0.99978231917814031,39.457000000000001,0.92946135884499226]
[null,null,null,null,null,null,null,null,null,null,null,null,null,null,null,null,null,null,null,null,null,null,null,null,null,null,null,null,null,null,null,null,null,null,null,null,null,null,null,null,null,null,null,null,null,null,null,null,null,null,null,null,null,39.661000000000001,59.81601538216669,59.955722503480388,39.661000000000001,29660,39.661000000000001,0.99979448538225046,39.661000000000001,0.93201367826183101]
[null,null,null,null,null,null,null,null,null,null,null,null,null,null,null,null,null,null,null,null,null,null,null,null,null,null,null,null,null,null,null,null,null,null,null,null,null,null,null,null,null,null,null,null,null,null,null,null,null,null,null,null,null,39.764000000000003,59.81601615128033,59.970905878098129,39.764000000000003,29763,39.764000000000003,0.99980036944658435,39.764000000000003,0.93326886386692698]
[null,null,null,null,null,null,null,null,null,null,null,null,null,null,null,null,null,null,null,null,null,null,null,null,null,null,null,null,null,null,null,null,null,null,null,null,null,null,null,null,null,null,null,null,null,null,null,null,null,null,null,null,null,39.832000000000001,59.81601664689866,59.976201685802138,39.832000000000001,29831,39.832000000000001,0.999804162194178,39.832000000000001,0.93408545518479114]
[null,null,null,null,null,null,null,null,null,null,null,null,null,null,null,null,null,null,null,null,null,null,null,null,null,null,null,null,null,null,null,null,null,null,null,null,null,null,null,null,null,null,null,null,null,null,null,null,null,null,null,null,null,39.933,59.8160173659656,59.976654874532279,39.933,29932,39.933,0.99980966401576343,39.933,0.93528085873377775]
[null,null,null,null,null,null,null,null,null,null,null,null,null,null,null,null,null,null,null,null,null,null,null,null,null,null,null,null,null,null,null,null,null,null,null,null,null,null,null,null,null,null,null,null,null,null,null,null,null,null,null,null,null,40.155000000000001,59.81601887899879,59.946530265736229,40.155000000000001,30154,40.155000000000001,0.99982122413170949,40.155000000000001,0.93783645634799762]
[null,null,null,null,null,null,null,null,null,null,null,null,null,null,null,null,null,null,null,null,null,null,null,null,null,null,null,null,null,null,null,null,null,null,null,null,null,null,null,null,null,null,null,null,null,null,null,null,null,null,null,null,null,40.24,59.816019435213121,59.925338130037048,40.24,30239,40.24,0.99982546351442936,40.24,0.93878933301979861]
[null,null,null,null,null,null,null,null,null,null,null,null,null,null,null,null,null,null,null,null,null,null,null,null,null,null,null,null,null,null,null,null,null,null,null,null,null,null,null,null,null,null,null,null,null,null,null,null,null,null,null,null,null,40.325000000000003,59.816019979325986,59.900045752277677,40.325000000000003,30324,40.325000000000003,0.9998296031564482,40.325000000000003,0.93972831494926268]
[null,null,null,null,null,null,null,null,null,null,null,null,null,null,null,null,null,null,null,null,null,null,null,null,null,null,null,null,null,null,null,null,null,null,null,null,null,null,null,null,null,null,null,null,null,null,null,null,null,null,null,null,null,40.399000000000001,59.81602044347688,59.875238452599476,40.399000000000001,30398,40.399000000000001,0.99983312767801225,40.399000000000001,0.94053461294479124]
[null,null,null,null,null,null,null,null,null,null,null,null,null,null,null,null,null,null,null,null,null,null,null,null,null,null,null,null,null,null,null,null,null,null,null,null,null,null,null,null,null,null,null,null,null,null,null,null,null,null,null,null,null,40.631,59.816021843580081,59.785532718864438,40.631,30630,40.631,0.99984371540711903,40.631,0.94299646067208753]
[null,null,null,null,null,null,null,null,null,null,null,null,null,null,null,null,null,null,null,null,null,null,null,null,null,null,null,null,null,null,null,null,null,null,null,null,null,null,null,null,null,null,null,null,null,null,null,null,null,null,null,null,null,40.734000000000002,59.816022439481131,59.743751014852414,40.734000000000002,30733,40.734000000000002,0.99984819972069006,40.734000000000002,0.94405804596030107]
[null,null,null,null,null,null,null,null,null,null,null,null,null,null,null,null,null,null,null,null,null,null,null,null,null,null,null,null,null,null,null,null,null,null,null,null,null,null,null,null,null,null,null,null,null,null,null,null,null,null,null,null,null,40.819000000000003,59.816022919757465,59.710873745189453,40.819000000000003,30818,40.819000000000003,0.99985180403989948,40.819000000000003,0.94491989722468694]
[null,null,null,null,null,null,null,null,null,null,null,null,null,null,null,null,null,null,null,null,null,null,null,null,null,null,null,null,null,null,null,null,null,null,null,null,null,null,null,null,null,null,null,null,null,null,null,null,null,null,null,null,null,40.928000000000004,59.816023520743798,59.673197021960306,40.928000000000004,30927,40.928000000000004,0.99985630203877007,40.928000000000004,0.94600658230414347]
[null,null,null,null,null,null,null,null,null,null,null,null,null,null,null,null,null,null,null,null,null,null,null,null,null,null,null,null,null,null,null,null,null,null,null,null,null,null,null,null,null,null,null,null,null,null,null,null,null,null,null,null,null,41.006,59.816023940690705,59.650708209145023,41.006,31005,41.006,0.99985943737988658,41.006,0.94677162595865938]
[null,null,null,null,null,null,null,null,null,null,null,null,null,null,null,null,null,null,null,null,null,null,null,null,null,null,null,null,null,null,null,null,null,null,null,null,null,null,null,null,null,null,null,null,null,null,null,null,null,null,null,null,null,41.21,59.816024999831178,59.615409274823875,41.21,31209,41.21,0.99986732021095404,41.21,0.94872390956441643]
[null,null,null,null,null,null,null,null,null,null,null,null,null,null,null,null,null,null,null,null,null,null,null,null,null,null,null,null,null,null,null,null,null,null,null,null,null,null,null,null,null,null,null,null,null,null,null,null,null,null,null,null,null,41.313000000000002,59.816025513369176,59.612454394581583,41.313000000000002,31312,41.313000000000002,0.99987113197666455,41.313000000000002,0.94968345743961113]
[null,null,null,null,null,null,null,null,null,null,null,null,null,null,null,null,null,null,null,null,null,null,null,null,null,null,null,null,null,null,null,null,null,null,null,null,null,null,null,null,null,null,null,null,null,null,null,null,null,null,null,null,null,41.448999999999998,59.816026169934233,59.624902056070809,41.448999999999998,31448,41.448999999999998,0.99987599897236179,41.448999999999998,0.95092417696496945]
[null,null,null,null,null,null,null,null,null,null,null,null,null,null,null,null,null,null,null,null,null,null,null,null,null,null,null,null,null,null,null,null,null,null,null,null,null,null,null,null,null,null,null,null,null,null,null,null,null,null,null,null,null,41.481999999999999,59.816026325588425,59.630743717424927,41.481999999999999,31481,41.481999999999999,0.99987715216090733,41.481999999999999,0.95122079499952994]
[null,null,null,null,null,null,null,null,null,null,null,null,null,null,null,null,null,null,null,null,null,null,null,null,null,null,null,null,null,null,null,null,null,null,null,null,null,null,null,null,null,null,null,null,null,null,null,null,null,null,null,null,null,41.585000000000001,59.816026802303682,59.655847428386629,41.585000000000001,31584,41.585000000000001,0.99988068348717496,41.585000000000001,0.95213561728147633]
[null,null,null,null,null,null,null,null,null,null,null,null,null,null,null,null,null,null,null,null,null,null,null,null,null,null,null,null,null,null,null,null,null,null,null,null,null,null,null,null,null,null,null,null,null,null,null,null,null,null,null,null,null,41.789000000000001,59.816027706198575,59.731817037292075,41.789000000000001,31788,41.789000000000001,0.99988738287622114,41.789000000000001,0.95389928392567025]
[null,null,null,null,null,null,null,null,null,null,null,null,null,null,null,null,null,null,null,null,null,null,null,null,null,null,null,null,null,null,null,null,null,null,null,null,null,null,null,null,null,null,null,null,null,null,null,null,null,null,null,null,null,41.874000000000002,59.816028067263488,59.765339730640449,41.874000000000002,31873,41.874000000000002,0.99989006283308079,41.874000000000002,0.95461563467193344]
[null,null,null,null,null,null,null,null,null,null,null,null,null,null,null,null,null,null,null,null,null,null,null,null,null,null,null,null,null,null,null,null,null,null,null,null,null,null,null,null,null,null,null,null,null,null,null,null,null,null,null,null,null,42.015999999999998,59.816028650453973,59.816021216982946,42.015999999999998,32015,42.015999999999998,0.99989439943636027,42.015999999999998,0.95578864033138267]
[null,null,null,null,null,null,null,null,null,null,null,null,null,null,null,null,null,null,null,null,null,null,null,null,null,null,null,null,null,null,null,null,null,null,null,null,null,null,null,null,null,null,null,null,null,null,null,null,null,null,null,null,null,42.061,59.816028830126527,59.830800328592957,42.061,32060,42.061,0.99989573794944264,42.061,0.9561542666848406]
[null,null,null,null,null,null,null,null,null,null,null,null,null,null,null,null,null,null,null,null,null,null,null,null,null,null,null,null,null,null,null,null,null,null,null,null,null,null,null,null,null,null,null,null,null,null,null,null,null,null,null,null,null,42.283000000000001,59.816029681281726,59.89569987602831,42.283000000000001,32282,42.283000000000001,0.99990209875777114,42.283000000000001,0.95791600667581411]
[null,null,null,null,null,null,null,null,null,null,null,null,null,null,null,null,null,null,null,null,null,null,null,null,null,null,null,null,null,null,null,null,null,null,null,null,null,null,null,null,null,null,null,null,null,null,null,null,null,null,null,null,null,42.368000000000002,59.816029992090812,59.917368297223923,42.368000000000002,32367,42.368000000000002,0.99990443086941572,42.368000000000002,0.95857240507200625]
[null,null,null,null,null,null,null,null,null,null,null,null,null,null,null,null,null,null,null,null,null,null,null,null,null,null,null,null,null,null,null,null,null,null,null,null,null,null,null,null,null,null,null,null,null,null,null,null,null,null,null,null,null,42.427,59.816030203076131,59.931480225669183,42.427,32426,42.427,0.99990601711682392,42.427,0.95902223489360605]
[null,null,null,null,null,null,null,null,null,null,null,null,null,null,null,null,null,null,null,null,null,null,null,null,null,null,null,null,null,null,null,null,null,null,null,null,null,null,null,null,null,null,null,null,null,null,null,null,null,null,null,null,null,42.555,59.816030647780003,59.959680762794953,42.555,32554,42.555,0.9999093691567672,42.555,0.95998207450608175]
[null,null,null,null,null,null,null,null,null,null,null,null,null,null,null,null,null,null,null,null,null,null,null,null,null,null,null,null,null,null,null,null,null,null,null,null,null,null,null,null,null,null,null,null,null,null,null,null,null,null,null,null,null,42.759,59.816031321242285,59.986354837550607,42.759,32758,42.759,0.99991446776787518,42.759,0.96146734481307539]
[null,null,null,null,null,null,null,null,null,null,null,null,null,null,null,null,null,null,null,null,null,null,null,null,null,null,null,null,null,null,null,null,null,null,null,null,null,null,null,null,null,null,null,null,null,null,null,null,null,null,null,null,null,42.844000000000001,59.816031589692123,59.98359785925485,42.844000000000001,32843,42.844000000000001,0.99991650716879499,42.844000000000001,0.96207044725146729]
[null,null,null,null,null,null,null,null,null,null,null,null,null,null,null,null,null,null,null,null,null,null,null,null,null,null,null,null,null,null,null,null,null,null,null,null,null,null,null,null,null,null,null,null,null,null,null,null,null,null,null,null,null,42.948,59.816031908914645,59.97084147003833,42.948,32947,42.948,0.99991893685748801,42.948,0.96279602418905685]
[null,null,null,null,null,null,null,null,null,null,null,null,null,null,null,null,null,null,null,null,null,null,null,null,null,null,null,null,null,null,null,null,null,null,null,null,null,null,null,null,null,null,null,null,null,null,null,null,null,null,null,null,null,43.030999999999999,59.816032156660675,59.954410551377208,43.030999999999999,33030,43.030999999999999,0.99992082544969474,43.030999999999999,0.96336549614082134]
[null,null,null,null,null,null,null,null,null,null,null,null,null,null,null,null,null,null,null,null,null,null,null,null,null,null,null,null,null,null,null,null,null,null,null,null,null,null,null,null,null,null,null,null,null,null,null,null,null,null,null,null,null,43.134,59.816032455798677,59.927648016853077,43.134,33133,43.134,0.99992310847019072,43.134,0.96406053871514086]
[null,null,null,null,null,null,null,null,null,null,null,null,null,null,null,null,null,null,null,null,null,null,null,null,null,null,null,null,null,null,null,null,null,null,null,null,null,null,null,null,null,null,null,null,null,null,null,null,null,null,null,null,null,43.338000000000001,59.816033022639523,59.85879263307983,43.338000000000001,33337,43.338000000000001,0.99992743896388891,43.338000000000001,0.96539986257803623]
[null,null,null,null,null,null,null,null,null,null,null,null,null,null,null,null,null,null,null,null,null,null,null,null,null,null,null,null,null,null,null,null,null,null,null,null,null,null,null,null,null,null,null,null,null,null,null,null,null,null,null,null,null,43.423000000000002,59.8160332493471,59.825546252392904,43.423000000000002,33422,43.423000000000002,0.99992917102862555,43.423000000000002,0.96594361637241022]
[null,null,null,null,null,null,null,null,null,null,null,null,null,null,null,null,null,null,null,null,null,null,null,null,null,null,null,null,null,null,null,null,null,null,null,null,null,null,null,null,null,null,null,null,null,null,null,null,null,null,null,null,null,43.515000000000001,59.816033488791724,59.78743758408136,43.515000000000001,33514,43.515000000000001,0.99993099948045583,43.515000000000001,0.96652287373135115]
[null,null,null,null,null,null,null,null,null,null,null,null,null,null,null,null,null,null,null,null,null,null,null,null,null,null,null,null,null,null,null,null,null,null,null,null,null,null,null,null,null,null,null,null,null,null,null,null,null,null,null,null,null,43.61,59.816033729822927,59.746849892279556,43.61,33609,43.61,0.99993283836048574,43.61,0.96711105442805567]
[null,null,null,null,null,null,null,null,null,null,null,null,null,null,null,null,null,null,null,null,null,null,null,null,null,null,null,null,null,null,null,null,null,null,null,null,null,null,null,null,null,null,null,null,null,null,null,null,null,null,null,null,null,43.832000000000001,59.816034269782143,59.662101778208779,43.832000000000001,33831,43.832000000000001,0.99993694793345966,43.832000000000001,0.96844696470898217]
[null,null,null,null,null,null,null,null,null,null,null,null,null,null,null,null,null,null,null,null,null,null,null,null,null,null,null,null,null,null,null,null,null,null,null,null,null,null,null,null,null,null,null,null,null,null,null,null,null,null,null,null,null,43.917000000000002,59.816034468324027,59.637809159986119,43.917000000000002,33916,43.917000000000002,0.9999384544205292,43.917000000000002,0.9689444806027161]
[null,null,null,null,null,null,null,null,null,null,null,null,null,null,null,null,null,null,null,null,null,null,null,null,null,null,null,null,null,null,null,null,null,null,null,null,null,null,null,null,null,null,null,null,null,null,null,null,null,null,null,null,null,44.044000000000004,59.81603475692993,59.613122485160197,44.044000000000004,34043,44.044000000000004,0.99994063891662199,44.044000000000004,0.96967375444593873]
[null,null,null,null,null,null,null,null,null,null,null,null,null,null,null,null,null,null,null,null,null,null,null,null,null,null,null,null,null,null,null,null,null,null,null,null,null,null,null,null,null,null,null,null,null,null,null,null,null,null,null,null,null,44.103999999999999,59.816034890022976,59.606797075787384,44.103999999999999,34103,44.103999999999999,0.99994164399743857,44.103999999999999,0.97001251865876381]
[null,null,null,null,null,null,null,null,null,null,null,null,null,null,null,null,null,null,null,null,null,null,null,null,null,null,null,null,null,null,null,null,null,null,null,null,null,null,null,null,null,null,null,null,null,null,null,null,null,null,null,null,null,44.308,59.816035327458543,59.612679605266813,44.308,34307,44.308,0.99994493648118055,44.308,0.97113720975452622]
[null,null,null,null,null,null,null,null,null,null,null,null,null,null,null,null,null,null,null,null,null,null,null,null,null,null,null,null,null,null,null,null,null,null,null,null,null,null,null,null,null,null,null,null,null,null,null,null,null,null,null,null,null,44.393000000000001,59.816035503031699,59.627805008609862,44.393000000000001,34392,44.393000000000001,0.99994625325645947,44.393000000000001,0.97159371092978164]
[null,null,null,null,null,null,null,null,null,null,null,null,null,null,null,null,null,null,null,null,null,null,null,null,null,null,null,null,null,null,null,null,null,null,null,null,null,null,null,null,null,null,null,null,null,null,null,null,null,null,null,null,null,44.447000000000003,59.81603561257559,59.641233512775777,44.447000000000003,34446,44.447000000000003,0.99994707349557332,44.447000000000003,0.97188009222492588]
[null,null,null,null,null,null,null,null,null,null,null,null,null,null,null,null,null,null,null,null,null,null,null,null,null,null,null,null,null,null,null,null,null,null,null,null,null,null,null,null,null,null,null,null,null,null,null,null,null,null,null,null,null,44.58,59.816035875866753,59.686281986043312,44.58,34579,44.58,0.99994904105900728,44.58,0.972573592883479]
[null,null,null,null,null,null,null,null,null,null,null,null,null,null,null,null,null,null,null,null,null,null,null,null,null,null,null,null,null,null,null,null,null,null,null,null,null,null,null,null,null,null,null,null,null,null,null,null,null,null,null,null,null,44.683,59.816036073500165,59.729467840916811,44.683,34682,44.683,0.99995051472483565,44.683,0.97309927819765507]
[null,null,null,null,null,null,null,null,null,null,null,null,null,null,null,null,null,null,null,null,null,null,null,null,null,null,null,null,null,null,null,null,null,null,null,null,null,null,null,null,null,null,null,null,null,null,null,null,null,null,null,null,null,44.887,59.816036449099428,59.806275700104578,44.887,34886,44.887,0.99995330959841855,44.887,0.97411183699387738]
[null,null,null,null,null,null,null,null,null,null,null,null,null,null,null,null,null,null,null,null,null,null,null,null,null,null,null,null,null,null,null,null,null,null,null,null,null,null,null,null,null,null,null,null,null,null,null,null,null,null,null,null,null,44.972000000000001,59.816036599490531,59.834412513760377,44.972000000000001,34971,44.972000000000001,0.99995442730543971,44.972000000000001,0.97452276753209766]
[null,null,null,null,null,null,null,null,null,null,null,null,null,null,null,null,null,null,null,null,null,null,null,null,null,null,null,null,null,null,null,null,null,null,null,null,null,null,null,null,null,null,null,null,null,null,null,null,null,null,null,null,null,45.131999999999998,59.816036873008755,59.881972430041692,45.131999999999998,35131,45.131999999999998,0.99995645958690571,45.131999999999998,0.9752792282495456]
[null,null,null,null,null,null,null,null,null,null,null,null,null,null,null,null,null,null,null,null,null,null,null,null,null,null,null,null,null,null,null,null,null,null,null,null,null,null,null,null,null,null,null,null,null,null,null,null,null,null,null,null,null,45.158999999999999,59.816036917946363,59.889355970339068,45.158999999999999,35158,45.158999999999999,0.99995679354000833,45.158999999999999,0.975404718538881]
[null,null,null,null,null,null,null,null,null,null,null,null,null,null,null,null,null,null,null,null,null,null,null,null,null,null,null,null,null,null,null,null,null,null,null,null,null,null,null,null,null,null,null,null,null,null,null,null,null,null,null,null,null,45.381,59.816037274344474,59.943828516848313,45.381,35380,45.381,0.99995944460319464,45.381,0.97641340630407158]
[null,null,null,null,null,null,null,null,null,null,null,null,null,null,null,null,null,null,null,null,null,null,null,null,null,null,null,null,null,null,null,null,null,null,null,null,null,null,null,null,null,null,null,null,null,null,null,null,null,null,null,null,null,45.466000000000001,59.816037404732675,59.962015609486137,45.466000000000001,35465,45.466000000000001,0.99996041628840593,45.466000000000001,0.97678891011568625]
[null,null,null,null,null,null,null,null,null,null,null,null,null,null,null,null,null,null,null,null,null,null,null,null,null,null,null,null,null,null,null,null,null,null,null,null,null,null,null,null,null,null,null,null,null,null,null,null,null,null,null,null,null,45.542999999999999,59.816037520012813,59.976830787957489,45.542999999999999,35542,45.542999999999999,0.99996127652906242,45.542999999999999,0.97712406810897134]
[null,null,null,null,null,null,null,null,null,null,null,null,null,null,null,null,null,null,null,null,null,null,null,null,null,null,null,null,null,null,null,null,null,null,null,null,null,null,null,null,null,null,null,null,null,null,null,null,null,null,null,null,null,45.652999999999999,59.816037680107783,59.986288063597094,45.652999999999999,35652,45.652999999999999,0.99996247330760468,45.652999999999999,0.9775947426096171]
[null,null,null,null,null,null,null,null,null,null,null,null,null,null,null,null,null,null,null,null,null,null,null,null,null,null,null,null,null,null,null,null,null,null,null,null,null,null,null,null,null,null,null,null,null,null,null,null,null,null,null,null,null,45.856999999999999,59.81603796314203,59.969287497651337,45.856999999999999,35856,45.856999999999999,0.99996459630887924,45.856999999999999,0.9784429045921651]
[null,null,null,null,null,null,null,null,null,null,null,null,null,null,null,null,null,null,null,null,null,null,null,null,null,null,null,null,null,null,null,null,null,null,null,null,null,null,null,null,null,null,null,null,null,null,null,null,null,null,null,null,null,45.942,59.816038075937264,59.951829272384778,45.942,35941,45.942,0.99996544525519215,45.942,0.97878704187687637]
[null,null,null,null,null,null,null,null,null,null,null,null,null,null,null,null,null,null,null,null,null,null,null,null,null,null,null,null,null,null,null,null,null,null,null,null,null,null,null,null,null,null,null,null,null,null,null,null,null,null,null,null,null,46.064,59.816038232762168,59.918653577591179,46.064,36063,46.064,0.99996662849585993,46.064,0.97927168317566682]
[null,null,null,null,null,null,null,null,null,null,null,null,null,null,null,null,null,null,null,null,null,null,null,null,null,null,null,null,null,null,null,null,null,null,null,null,null,null,null,null,null,null,null,null,null,null,null,null,null,null,null,null,null,46.128999999999998,59.816038313947459,59.89775771601461,46.128999999999998,36128,46.128999999999998,0.99996724237452783,46.128999999999998,0.97952548974379561]
[null,null,null,null,null,null,null,null,null,null,null,null,null,null,null,null,null,null,null,null,null,null,null,null,null,null,null,null,null,null,null,null,null,null,null,null,null,null,null,null,null,null,null,null,null,null,null,null,null,null,null,null,null,46.231999999999999,59.816038439333916,59.86097480212824,46.231999999999999,36231,46.231999999999999,0.99996819222787248,46.231999999999999,0.97992151174511832]
[null,null,null,null,null,null,null,null,null,null,null,null,null,null,null,null,null,null,null,null,null,null,null,null,null,null,null,null,null,null,null,null,null,null,null,null,null,null,null,null,null,null,null,null,null,null,null,null,null,null,null,null,null,46.436,59.816038676401483,59.778396139794481,46.436,36435,46.436,0.99996999341979953,46.436,0.98068403859655717]
[null,null,null,null,null,null,null,null,null,null,null,null,null,null,null,null,null,null,null,null,null,null,null,null,null,null,null,null,null,null,null,null,null,null,null,null,null,null,null,null,null,null,null,null,null,null,null,null,null,null,null,null,null,46.475000000000001,59.816038720093324,59.761687875002622,46.475000000000001,36474,46.475000000000001,0.99997032603723668,46.475000000000001,0.98082657939629858]
[null,null,null,null,null,null,null,null,null,null,null,null,null,null,null,null,null,null,null,null,null,null,null,null,null,null,null,null,null,null,null,null,null,null,null,null,null,null,null,null,null,null,null,null,null,null,null,null,null,null,null,null,null,46.622999999999998,59.816038881386831,59.700610528141162,46.622999999999998,36622,46.622999999999998,0.99997155526620574,46.622999999999998,0.98135826739824306]
[null,null,null,null,null,null,null,null,null,null,null,null,null,null,null,null,null,null,null,null,null,null,null,null,null,null,null,null,null,null,null,null,null,null,null,null,null,null,null,null,null,null,null,null,null,null,null,null,null,null,null,null,null,46.707999999999998,59.816038970914526,59.669855873410079,46.707999999999998,36707,46.707999999999998,0.99997223821539116,46.707999999999998,0.98165712449412579]
[null,null,null,null,null,null,null,null,null,null,null,null,null,null,null,null,null,null,null,null,null,null,null,null,null,null,null,null,null,null,null,null,null,null,null,null,null,null,null,null,null,null,null,null,null,null,null,null,null,null,null,null,null,46.911999999999999,59.816039177090317,59.617871986992725,46.911999999999999,36911,46.911999999999999,0.99997381150472342,46.911999999999999,0.98235551229490248]
[null,null,null,null,null,null,null,null,null,null,null,null,null,null,null,null,null,null,null,null,null,null,null,null,null,null,null,null,null,null,null,null,null,null,null,null,null,null,null,null,null,null,null,null,null,null,null,null,null,null,null,null,null,47.015000000000001,59.816039276780685,59.605988187929114,47.015000000000001,37014,47.015000000000001,0.99997457185371574,47.015000000000001,0.98269824101380721]
[null,null,null,null,null,null,null,null,null,null,null,null,null,null,null,null,null,null,null,null,null,null,null,null,null,null,null,null,null,null,null,null,null,null,null,null,null,null,null,null,null,null,null,null,null,null,null,null,null,null,null,null,null,47.160000000000004,59.81603941241471,59.607426334185142,47.160000000000004,37159,47.160000000000004,0.99997560518731365,47.160000000000004,0.9831697749325804]
[null,null,null,null,null,null,null,null,null,null,null,null,null,null,null,null,null,null,null,null,null,null,null,null,null,null,null,null,null,null,null,null,null,null,null,null,null,null,null,null,null,null,null,null,null,null,null,null,null,null,null,null,null,47.201999999999998,59.816039450713035,59.611901055224429,47.201999999999998,37201,47.201999999999998,0.99997589662177266,47.201999999999998,0.98330400677994745]
[null,null,null,null,null,null,null,null,null,null,null,null,null,null,null,null,null,null,null,null,null,null,null,null,null,null,null,null,null,null,null,null,null,null,null,null,null,null,null,null,null,null,null,null,null,null,null,null,null,null,null,null,null,47.286999999999999,59.816039526909201,59.626525167578443,47.286999999999999,37286,47.286999999999999,0.99997647587868488,47.286999999999999,0.98357248774821271]
[null,null,null,null,null,null,null,null,null,null,null,null,null,null,null,null,null,null,null,null,null,null,null,null,null,null,null,null,null,null,null,null,null,null,null,null,null,null,null,null,null,null,null,null,null,null,null,null,null,null,null,null,null,47.491,59.816039702889526,59.690790483882843,47.491,{"$f":"BF47499+1","v":37490},47.491,0.99997781023533117,47.491,0.98419981917897226]
[null,null,null,null,null,null,null,null,null,null,null,null,null,null,null,null,null,null,null,null,null,null,null,null,null,null,null,null,null,null,null,null,null,null,null,null,null,null,null,null,null,null,null,null,null,null,null,null,null,null,null,null,null,47.563000000000002,59.816039762769051,59.721254671728197,47.563000000000002,37562,47.563000000000002,0.99997826298639136,47.563000000000002,0.9844156144229792]
[null,null,null,null,null,null,null,null,null,null,null,null,null,null,null,null,null,null,null,null,null,null,null,null,null,null,null,null,null,null,null,null,null,null,null,null,null,null,null,null,null,null,null,null,null,null,null,null,null,null,null,null,null,47.678000000000004,59.816039856088672,59.767040916793491,47.678000000000004,37677,47.678000000000004,0.99997896715089907,47.678000000000004,0.9847543501782734]
[null,null,null,null,null,null,null,null,null,null,null,null,null,null,null,null,null,null,null,null,null,null,null,null,null,null,null,null,null,null,null,null,null,null,null,null,null,null,null,null,null,null,null,null,null,null,null,null,null,null,null,null,null,47.780999999999999,59.816039937308666,59.804281987717779,47.780999999999999,37780,47.780999999999999,0.99997957855452801,47.780999999999999,0.98505164667169254]
[null,null,null,null,null,null,null,null,null,null,null,null,null,null,null,null,null,null,null,null,null,null,null,null,null,null,null,null,null,null,null,null,null,null,null,null,null,null,null,null,null,null,null,null,null,null,null,null,null,null,null,null,null,47.984999999999999,59.816040091797646,59.868753231563652,47.984999999999999,37984,47.984999999999999,0.99998073780144903,47.984999999999999,0.98562389522491201]
[null,null,null,null,null,null,null,null,null,null,null,null,null,null,null,null,null,null,null,null,null,null,null,null,null,null,null,null,null,null,null,null,null,null,null,null,null,null,null,null,null,null,null,null,null,null,null,null,null,null,null,null,null,48.091999999999999,59.816040169535853,59.898200152765426,48.091999999999999,38091,48.091999999999999,0.99998131942560331,48.091999999999999,0.98591545530864233]
[null,null,null,null,null,null,null,null,null,null,null,null,null,null,null,null,null,null,null,null,null,null,null,null,null,null,null,null,null,null,null,null,null,null,null,null,null,null,null,null,null,null,null,null,null,null,null,null,null,null,null,null,null,48.172000000000004,59.816040226211882,59.918467911079915,48.172000000000004,38171,48.172000000000004,0.99998174284236563,48.172000000000004,0.98612967203418966]
[null,null,null,null,null,null,null,null,null,null,null,null,null,null,null,null,null,null,null,null,null,null,null,null,null,null,null,null,null,null,null,null,null,null,null,null,null,null,null,null,null,null,null,null,null,null,null,null,null,null,null,null,null,48.256999999999998,59.816040285094282,59.938489433271535,48.256999999999998,38256,48.256999999999998,0.99998218226751046,48.256999999999998,0.9863537981717202]
[null,null,null,null,null,null,null,null,null,null,null,null,null,null,null,null,null,null,null,null,null,null,null,null,null,null,null,null,null,null,null,null,null,null,null,null,null,null,null,null,null,null,null,null,null,null,null,null,null,null,null,null,null,48.460999999999999,59.81604042089959,59.97946304859564,48.460999999999999,38460,48.460999999999999,0.99998319443891515,48.460999999999999,0.98687739573106492]
[null,null,null,null,null,null,null,null,null,null,null,null,null,null,null,null,null,null,null,null,null,null,null,null,null,null,null,null,null,null,null,null,null,null,null,null,null,null,null,null,null,null,null,null,null,null,null,null,null,null,null,null,null,48.564,59.816040486567459,59.986437610910805,48.564,38563,48.564,0.99998368354602041,48.564,0.9871342672128397]
[null,null,null,null,null,null,null,null,null,null,null,null,null,null,null,null,null,null,null,null,null,null,null,null,null,null,null,null,null,null,null,null,null,null,null,null,null,null,null,null,null,null,null,null,null,null,null,null,null,null,null,null,null,48.658999999999999,59.816040545443549,59.982342595732071,48.658999999999999,38658,48.658999999999999,0.99998412210055032,48.658999999999999,0.98736683639289624]
[null,null,null,null,null,null,null,null,null,null,null,null,null,null,null,null,null,null,null,null,null,null,null,null,null,null,null,null,null,null,null,null,null,null,null,null,null,null,null,null,null,null,null,null,null,null,null,null,null,null,null,null,null,48.750999999999998,59.816040600936638,59.970285858074902,48.750999999999998,38750,48.750999999999998,0.99998453562573264,48.750999999999998,0.98758815060199723]
[null,null,null,null,null,null,null,null,null,null,null,null,null,null,null,null,null,null,null,null,null,null,null,null,null,null,null,null,null,null,null,null,null,null,null,null,null,null,null,null,null,null,null,null,null,null,null,null,null,null,null,null,null,48.835999999999999,59.816040650894848,59.953182925830653,48.835999999999999,38835,48.835999999999999,0.99998490815806851,48.835999999999999,0.98778926141669887]
[null,null,null,null,null,null,null,null,null,null,null,null,null,null,null,null,null,null,null,null,null,null,null,null,null,null,null,null,null,null,null,null,null,null,null,null,null,null,null,null,null,null,null,null,null,null,null,null,null,null,null,null,null,49.04,59.816040765769323,59.893963628554509,49.04,39039,49.04,0.99998576621273738,49.04,0.98825904325823155]
[null,null,null,null,null,null,null,null,null,null,null,null,null,null,null,null,null,null,null,null,null,null,null,null,null,null,null,null,null,null,null,null,null,null,null,null,null,null,null,null,null,null,null,null,null,null,null,null,null,null,null,null,null,49.18,59.816040840619053,59.842469555992139,49.18,39179,49.18,0.99998632681580746,49.18,0.98857118695153756]
[null,null,null,null,null,null,null,null,null,null,null,null,null,null,null,null,null,null,null,null,null,null,null,null,null,null,null,null,null,null,null,null,null,null,null,null,null,null,null,null,null,null,null,null,null,null,null,null,null,null,null,null,null,49.227000000000004,59.816040865041352,59.823761012099993,49.227000000000004,39226,49.227000000000004,0.99998651004923755,49.227000000000004,0.98867415030466832]
[null,null,null,null,null,null,null,null,null,null,null,null,null,null,null,null,null,null,null,null,null,null,null,null,null,null,null,null,null,null,null,null,null,null,null,null,null,null,null,null,null,null,null,null,null,null,null,null,null,null,null,null,null,49.311999999999998,59.816040908328937,59.788528149526115,49.311999999999998,39311,49.311999999999998,0.99998683524678111,49.311999999999998,0.98885806549364064]
[null,null,null,null,null,null,null,null,null,null,null,null,null,null,null,null,null,null,null,null,null,null,null,null,null,null,null,null,null,null,null,null,null,null,null,null,null,null,null,null,null,null,null,null,null,null,null,null,null,null,null,null,null,49.533999999999999,59.816041016212857,59.696319762326176,49.533999999999999,39533,49.533999999999999,0.99998764826655173,49.533999999999999,0.98932476261814029]
[null,null,null,null,null,null,null,null,null,null,null,null,null,null,null,null,null,null,null,null,null,null,null,null,null,null,null,null,null,null,null,null,null,null,null,null,null,null,null,null,null,null,null,null,null,null,null,null,null,null,null,null,null,49.591000000000001,59.816041042749603,59.675580943927287,49.591000000000001,39590,49.591000000000001,0.99998784882727532,49.591000000000001,0.98944147569927732]
[null,null,null,null,null,null,null,null,null,null,null,null,null,null,null,null,null,null,null,null,null,null,null,null,null,null,null,null,null,null,null,null,null,null,null,null,null,null,null,null,null,null,null,null,null,null,null,null,null,null,null,null,null,49.721000000000004,59.816041101572623,59.636680690178295,49.721000000000004,39720,49.721000000000004,0.9999882942069962,49.721000000000004,0.9897030194038704]
[null,null,null,null,null,null,null,null,null,null,null,null,null,null,null,null,null,null,null,null,null,null,null,null,null,null,null,null,null,null,null,null,null,null,null,null,null,null,null,null,null,null,null,null,null,null,null,null,null,null,null,null,null,49.806000000000004,59.816041138796798,59.618844856023088,49.806000000000004,39805,49.806000000000004,0.99998857659617379,49.806000000000004,0.98987059487309015]
[null,null,null,null,null,null,null,null,null,null,null,null,null,null,null,null,null,null,null,null,null,null,null,null,null,null,null,null,null,null,null,null,null,null,null,null,null,null,null,null,null,null,null,null,null,null,null,null,null,null,null,null,null,50.01,59.816041224347295,59.60448760549744,50.01,null,50.01,0.99998922697981696,50.01,0.99026197689494744]
[null,null,null,null,null,null,null,null,null,null,null,null,null,null,null,null,null,null,null,null,null,null,null,null,null,null,null,null,null,null,null,null,null,null,null,null,null,null,null,null,null,null,null,null,null,null,null,null,null,null,null,null,null,50.113,59.816041265612029,59.613401641860527,50.113,null,50.113,0.99998954122506545,50.113,0.99045393107872548]
[null,null,null,null,null,null,null,null,null,null,null,null,null,null,null,null,null,null,null,null,null,null,null,null,null,null,null,null,null,null,null,null,null,null,null,null,null,null,null,null,null,null,null,null,null,null,null,null,null,null,null,null,null,50.158000000000001,59.816041283252744,59.620738938123793,50.158000000000001,null,50.158000000000001,0.99998967563766561,50.158000000000001,0.99053662879594562]
[null,null,null,null,null,null,null,null,null,null,null,null,null,null,null,null,null,null,null,null,null,null,null,null,null,null,null,null,null,null,null,null,null,null,null,null,null,null,null,null,null,null,null,null,null,null,null,null,null,null,null,null,null,50.300000000000004,59.816041337433774,59.657347088243341,50.300000000000004,null,50.300000000000004,0.99999008861619088,50.300000000000004,0.99079301959848498]
[null,null,null,null,null,null,null,null,null,null,null,null,null,null,null,null,null,null,null,null,null,null,null,null,null,null,null,null,null,null,null,null,null,null,null,null,null,null,null,null,null,null,null,null,null,null,null,null,null,null,null,null,null,50.384999999999998,59.816041368826362,59.688445691337996,50.384999999999998,null,50.384999999999998,0.99999032791308662,50.384999999999998,0.99094322951974845]
[null,null,null,null,null,null,null,null,null,null,null,null,null,null,null,null,null,null,null,null,null,null,null,null,null,null,null,null,null,null,null,null,null,null,null,null,null,null,null,null,null,null,null,null,null,null,null,null,null,null,null,null,null,50.588999999999999,59.816041441171997,59.771258659794547,50.588999999999999,null,50.588999999999999,0.99999087902734995,50.588999999999999,0.99129402111584086]
[null,null,null,null,null,null,null,null,null,null,null,null,null,null,null,null,null,null,null,null,null,null,null,null,null,null,null,null,null,null,null,null,null,null,null,null,null,null,null,null,null,null,null,null,null,null,null,null,null,null,null,null,null,50.679000000000002,59.816041471810024,59.803661779358485,50.679000000000002,null,50.679000000000002,0.99999111212198888,50.679000000000002,0.99144452319115528]
[null,null,null,null,null,null,null,null,null,null,null,null,null,null,null,null,null,null,null,null,null,null,null,null,null,null,null,null,null,null,null,null,null,null,null,null,null,null,null,null,null,null,null,null,null,null,null,null,null,null,null,null,null,50.776000000000003,59.816041503996743,59.83581803136115,50.776000000000003,null,50.776000000000003,0.99999135671216155,50.776000000000003,0.99160388064864902]
[null,null,null,null,null,null,null,null,null,null,null,null,null,null,null,null,null,null,null,null,null,null,null,null,null,null,null,null,null,null,null,null,null,null,null,null,null,null,null,null,null,null,null,null,null,null,null,null,null,null,null,null,null,50.861000000000004,59.816041531512994,59.861817935274345,50.861000000000004,null,50.861000000000004,0.99999156553004109,50.861000000000004,0.99174113309031897]
[null,null,null,null,null,null,null,null,null,null,null,null,null,null,null,null,null,null,null,null,null,null,null,null,null,null,null,null,null,null,null,null,null,null,null,null,null,null,null,null,null,null,null,null,null,null,null,null,null,null,null,null,null,51.082999999999998,59.816041600478755,59.92119417865311,51.082999999999998,null,51.082999999999998,0.99999208753341695,51.082999999999998,0.99208932949777062]
[null,null,null,null,null,null,null,null,null,null,null,null,null,null,null,null,null,null,null,null,null,null,null,null,null,null,null,null,null,null,null,null,null,null,null,null,null,null,null,null,null,null,null,null,null,null,null,null,null,null,null,null,null,51.09,59.816041602587333,59.922883598374042,51.09,null,51.09,0.9999921034592637,51.09,0.99210007162608316]
[null,null,null,null,null,null,null,null,null,null,null,null,null,null,null,null,null,null,null,null,null,null,null,null,null,null,null,null,null,null,null,null,null,null,null,null,null,null,null,null,null,null,null,null,null,null,null,null,null,null,null,null,null,51.27,59.816041655474265,59.962924108903387,51.27,null,51.27,0.99999250220127234,51.27,0.9923714442124475]
[null,null,null,null,null,null,null,null,null,null,null,null,null,null,null,null,null,null,null,null,null,null,null,null,null,null,null,null,null,null,null,null,null,null,null,null,null,null,null,null,null,null,null,null,null,null,null,null,null,null,null,null,null,51.355000000000004,59.816041679576479,59.978674585420997,51.355000000000004,null,51.355000000000004,0.99999268346601522,51.355000000000004,0.99249639830130854]
[null,null,null,null,null,null,null,null,null,null,null,null,null,null,null,null,null,null,null,null,null,null,null,null,null,null,null,null,null,null,null,null,null,null,null,null,null,null,null,null,null,null,null,null,null,null,null,null,null,null,null,null,null,51.559000000000005,59.816041735219315,59.982325520824233,51.559000000000005,null,51.559000000000005,0.99999310090251115,51.559000000000005,0.9927881662232475]
[null,null,null,null,null,null,null,null,null,null,null,null,null,null,null,null,null,null,null,null,null,null,null,null,null,null,null,null,null,null,null,null,null,null,null,null,null,null,null,null,null,null,null,null,null,null,null,null,null,null,null,null,null,51.661999999999999,59.816041762163074,59.968339123787032,51.661999999999999,null,51.661999999999999,0.99999330257285424,51.661999999999999,0.9929312283338767]
[null,null,null,null,null,null,null,null,null,null,null,null,null,null,null,null,null,null,null,null,null,null,null,null,null,null,null,null,null,null,null,null,null,null,null,null,null,null,null,null,null,null,null,null,null,null,null,null,null,null,null,null,null,51.774999999999999,59.816041790857454,59.943623429672542,51.774999999999999,null,51.774999999999999,0.9999935170784171,51.774999999999999,0.99308498198814221]
[null,null,null,null,null,null,null,null,null,null,null,null,null,null,null,null,null,null,null,null,null,null,null,null,null,null,null,null,null,null,null,null,null,null,null,null,null,null,null,null,null,null,null,null,null,null,null,null,null,null,null,null,null,51.849000000000004,59.816041809166009,59.923065095987653,51.849000000000004,null,51.849000000000004,0.99999365383141481,51.849000000000004,0.99318388937264102]
[null,null,null,null,null,null,null,null,null,null,null,null,null,null,null,null,null,null,null,null,null,null,null,null,null,null,null,null,null,null,null,null,null,null,null,null,null,null,null,null,null,null,null,null,null,null,null,null,null,null,null,null,null,51.934000000000005,59.816041829732036,59.895935881059259,51.934000000000005,null,51.934000000000005,0.99999380737252286,51.934000000000005,0.99329578896018678]
[null,null,null,null,null,null,null,null,null,null,null,null,null,null,null,null,null,null,null,null,null,null,null,null,null,null,null,null,null,null,null,null,null,null,null,null,null,null,null,null,null,null,null,null,null,null,null,null,null,null,null,null,null,52.137999999999998,59.816041877106379,59.81921531829061,52.137999999999998,null,52.137999999999998,0.99999416095102933,52.137999999999998,0.99355705291333996]
[null,null,null,null,null,null,null,null,null,null,null,null,null,null,null,null,null,null,null,null,null,null,null,null,null,null,null,null,null,null,null,null,null,null,null,null,null,null,null,null,null,null,null,null,null,null,null,null,null,null,null,null,null,52.178000000000004,59.816041886073066,59.802732635634619,52.178000000000004,null,52.178000000000004,0.99999422788633707,52.178000000000004,0.9936070978503222]
[null,null,null,null,null,null,null,null,null,null,null,null,null,null,null,null,null,null,null,null,null,null,null,null,null,null,null,null,null,null,null,null,null,null,null,null,null,null,null,null,null,null,null,null,null,null,null,null,null,null,null,null,null,52.325000000000003,59.816041918138446,59.740227766862894,52.325000000000003,null,52.325000000000003,0.99999446737796049,52.325000000000003,0.99378776017530379]
[null,null,null,null,null,null,null,null,null,null,null,null,null,null,null,null,null,null,null,null,null,null,null,null,null,null,null,null,null,null,null,null,null,null,null,null,null,null,null,null,null,null,null,null,null,null,null,null,null,null,null,null,null,52.410000000000004,59.816041936054113,59.705507659089463,52.410000000000004,null,52.410000000000004,0.99999460131862516,52.410000000000004,0.9938899303221278]
[null,null,null,null,null,null,null,null,null,null,null,null,null,null,null,null,null,null,null,null,null,null,null,null,null,null,null,null,null,null,null,null,null,null,null,null,null,null,null,null,null,null,null,null,null,null,null,null,null,null,null,null,null,52.512999999999998,59.816041957163236,59.668052322164421,52.512999999999998,null,52.512999999999998,0.99999475930435144,52.512999999999998,0.99401152988268737]
[null,null,null,null,null,null,null,null,null,null,null,null,null,null,null,null,null,null,null,null,null,null,null,null,null,null,null,null,null,null,null,null,null,null,null,null,null,null,null,null,null,null,null,null,null,null,null,null,null,null,null,null,null,52.707000000000001,59.816041995185827,59.618639396747881,52.707000000000001,null,52.707000000000001,0.99999504447664267,52.707000000000001,0.99423415005019777]
[null,null,null,null,null,null,null,null,null,null,null,null,null,null,null,null,null,null,null,null,null,null,null,null,null,null,null,null,null,null,null,null,null,null,null,null,null,null,null,null,null,null,null,null,null,null,null,null,null,null,null,null,null,52.819000000000003,59.816042016138375,59.605712000192412,52.819000000000003,null,52.819000000000003,0.99999520202211845,52.819000000000003,0.99435895489058712]
[null,null,null,null,null,null,null,null,null,null,null,null,null,null,null,null,null,null,null,null,null,null,null,null,null,null,null,null,null,null,null,null,null,null,null,null,null,null,null,null,null,null,null,null,null,null,null,null,null,null,null,null,null,52.904000000000003,59.816042031568877,59.604311667514168,52.904000000000003,null,52.904000000000003,0.99999531825067933,52.904000000000003,0.99445189996684691]
[null,null,null,null,null,null,null,null,null,null,null,null,null,null,null,null,null,null,null,null,null,null,null,null,null,null,null,null,null,null,null,null,null,null,null,null,null,null,null,null,null,null,null,null,null,null,null,null,null,null,null,null,null,52.989000000000004,59.816042046604004,59.610365092550403,52.989000000000004,null,52.989000000000004,0.99999543167579708,52.989000000000004,0.99454334180635995]
[null,null,null,null,null,null,null,null,null,null,null,null,null,null,null,null,null,null,null,null,null,null,null,null,null,null,null,null,null,null,null,null,null,null,null,null,null,null,null,null,null,null,null,null,null,null,null,null,null,null,null,null,null,53.11,59.816042067345279,59.631847383377512,53.11,null,53.11,0.99999558843601422,53.11,0.99467096550209688]
[null,null,null,null,null,null,null,null,null,null,null,null,null,null,null,null,null,null,null,null,null,null,null,null,null,null,null,null,null,null,null,null,null,null,null,null,null,null,null,null,null,null,null,null,null,null,null,null,null,null,null,null,null,53.295000000000002,59.816042097618272,59.692591600503448,53.295000000000002,null,53.295000000000002,0.99999581781766822,53.295000000000002,0.99486044853489508]
[null,null,null,null,null,null,null,null,null,null,null,null,null,null,null,null,null,null,null,null,null,null,null,null,null,null,null,null,null,null,null,null,null,null,null,null,null,null,null,null,null,null,null,null,null,null,null,null,null,null,null,null,null,53.38,59.816042110970429,59.728487877578608,53.38,null,53.38,0.99999591918914699,53.38,0.99494527538751576]
[null,null,null,null,null,null,null,null,null,null,null,null,null,null,null,null,null,null,null,null,null,null,null,null,null,null,null,null,null,null,null,null,null,null,null,null,null,null,null,null,null,null,null,null,null,null,null,null,null,null,null,null,null,53.483000000000004,59.816042126701312,59.769081793440584,53.483000000000004,null,53.483000000000004,0.99999603875430354,53.483000000000004,0.99504622502697904]
[null,null,null,null,null,null,null,null,null,null,null,null,null,null,null,null,null,null,null,null,null,null,null,null,null,null,null,null,null,null,null,null,null,null,null,null,null,null,null,null,null,null,null,null,null,null,null,null,null,null,null,null,null,53.686999999999998,59.816042156477209,59.839357437594771,53.686999999999998,null,53.686999999999998,0.99999626536385344,53.686999999999998,0.99524035528495003]
[null,null,null,null,null,null,null,null,null,null,null,null,null,null,null,null,null,null,null,null,null,null,null,null,null,null,null,null,null,null,null,null,null,null,null,null,null,null,null,null,null,null,null,null,null,null,null,null,null,null,null,null,null,53.795000000000002,59.816042171537568,59.871741392032746,53.795000000000002,null,53.795000000000002,0.99999638005906288,53.795000000000002,0.99534008493504278]
[null,null,null,null,null,null,null,null,null,null,null,null,null,null,null,null,null,null,null,null,null,null,null,null,null,null,null,null,null,null,null,null,null,null,null,null,null,null,null,null,null,null,null,null,null,null,null,null,null,null,null,null,null,53.874000000000002,59.816042182261178,59.893547971521443,53.874000000000002,null,53.874000000000002,0.99999646172892376,53.874000000000002,0.99541173262963367]
[null,null,null,null,null,null,null,null,null,null,null,null,null,null,null,null,null,null,null,null,null,null,null,null,null,null,null,null,null,null,null,null,null,null,null,null,null,null,null,null,null,null,null,null,null,null,null,null,null,null,null,null,null,53.959000000000003,59.816042193532702,59.915372048195486,53.959000000000003,null,53.959000000000003,0.99999654755347778,53.959000000000003,0.99548761347492976]
[null,null,null,null,null,null,null,null,null,null,null,null,null,null,null,null,null,null,null,null,null,null,null,null,null,null,null,null,null,null,null,null,null,null,null,null,null,null,null,null,null,null,null,null,null,null,null,null,null,null,null,null,null,54.061999999999998,59.816042206833487,59.93971319493351,54.061999999999998,null,54.061999999999998,0.99999664877918959,54.061999999999998,0.99557791243444815]
[null,null,null,null,null,null,null,null,null,null,null,null,null,null,null,null,null,null,null,null,null,null,null,null,null,null,null,null,null,null,null,null,null,null,null,null,null,null,null,null,null,null,null,null,null,null,null,null,null,null,null,null,null,54.206000000000003,59.816042224798807,59.970236485644577,54.206000000000003,null,54.206000000000003,0.99999678536298664,54.206000000000003,0.99570118597872803]
[null,null,null,null,null,null,null,null,null,null,null,null,null,null,null,null,null,null,null,null,null,null,null,null,null,null,null,null,null,null,null,null,null,null,null,null,null,null,null,null,null,null,null,null,null,null,null,null,null,null,null,null,null,54.368000000000002,59.816042244174184,59.9864585518241,54.368000000000002,null,54.368000000000002,0.99999693240385457,54.368000000000002,0.99583583473548465]
[null,null,null,null,null,null,null,null,null,null,null,null,null,null,null,null,null,null,null,null,null,null,null,null,null,null,null,null,null,null,null,null,null,null,null,null,null,null,null,null,null,null,null,null,null,null,null,null,null,null,null,null,null,54.453000000000003,59.8160422540019,59.982834892083169,54.453000000000003,null,54.453000000000003,0.999997006855738,54.453000000000003,0.99590481681077792]
[null,null,null,null,null,null,null,null,null,null,null,null,null,null,null,null,null,null,null,null,null,null,null,null,null,null,null,null,null,null,null,null,null,null,null,null,null,null,null,null,null,null,null,null,null,null,null,null,null,null,null,null,null,54.538000000000004,59.816042263604885,59.972359802660442,54.538000000000004,null,54.538000000000004,0.99999707950795858,54.538000000000004,0.9959726753303747]
[null,null,null,null,null,null,null,null,null,null,null,null,null,null,null,null,null,null,null,null,null,null,null,null,null,null,null,null,null,null,null,null,null,null,null,null,null,null,null,null,null,null,null,null,null,null,null,null,null,null,null,null,null,54.727000000000004,59.816042284179908,59.929441068567002,54.727000000000004,null,54.727000000000004,0.99999723481953851,54.727000000000004,0.99611962399942611]
[null,null,null,null,null,null,null,null,null,null,null,null,null,null,null,null,null,null,null,null,null,null,null,null,null,null,null,null,null,null,null,null,null,null,null,null,null,null,null,null,null,null,null,null,null,null,null,null,null,null,null,null,null,54.844000000000001,59.816042296397981,59.892458359271373,54.844000000000001,null,54.844000000000001,0.99999732681366904,54.844000000000001,0.99620793677858233]
[null,null,null,null,null,null,null,null,null,null,null,null,null,null,null,null,null,null,null,null,null,null,null,null,null,null,null,null,null,null,null,null,null,null,null,null,null,null,null,null,null,null,null,null,null,null,null,null,null,null,null,null,null,54.929000000000002,59.81604230503347,59.861876808330102,54.929000000000002,null,54.929000000000002,0.99999739172938351,54.929000000000002,0.99627085319690678]
[null,null,null,null,null,null,null,null,null,null,null,null,null,null,null,null,null,null,null,null,null,null,null,null,null,null,null,null,null,null,null,null,null,null,null,null,null,null,null,null,null,null,null,null,null,null,null,null,null,null,null,null,null,55.032000000000004,59.81604231523216,59.821573022425788,55.032000000000004,null,55.032000000000004,0.9999974682914381,55.032000000000004,0.99634571860969823]
[null,null,null,null,null,null,null,null,null,null,null,null,null,null,null,null,null,null,null,null,null,null,null,null,null,null,null,null,null,null,null,null,null,null,null,null,null,null,null,null,null,null,null,null,null,null,null,null,null,null,null,null,null,55.236000000000004,59.816042334595856,59.735520215518427,55.236000000000004,null,55.236000000000004,0.99999761338445436,55.236000000000004,0.99648965881032714]
[null,null,null,null,null,null,null,null,null,null,null,null,null,null,null,null,null,null,null,null,null,null,null,null,null,null,null,null,null,null,null,null,null,null,null,null,null,null,null,null,null,null,null,null,null,null,null,null,null,null,null,null,null,55.294000000000004,59.816042339903234,59.711755545844497,55.294000000000004,null,55.294000000000004,0.99999765310296207,55.294000000000004,0.99652955468613147]
[null,null,null,null,null,null,null,null,null,null,null,null,null,null,null,null,null,null,null,null,null,null,null,null,null,null,null,null,null,null,null,null,null,null,null,null,null,null,null,null,null,null,null,null,null,null,null,null,null,null,null,null,null,55.423000000000002,59.816042351400874,59.664706253166621,55.423000000000002,null,55.423000000000002,0.99999773909763701,55.423000000000002,0.99661669614711634]
[null,null,null,null,null,null,null,null,null,null,null,null,null,null,null,null,null,null,null,null,null,null,null,null,null,null,null,null,null,null,null,null,null,null,null,null,null,null,null,null,null,null,null,null,null,null,null,null,null,null,null,null,null,55.508000000000003,59.816042358749364,59.639865821072917,55.508000000000003,null,55.508000000000003,0.99999779403809086,55.508000000000003,0.99667293461509254]
[null,null,null,null,null,null,null,null,null,null,null,null,null,null,null,null,null,null,null,null,null,null,null,null,null,null,null,null,null,null,null,null,null,null,null,null,null,null,null,null,null,null,null,null,null,null,null,null,null,null,null,null,null,55.611000000000004,59.816042367416514,59.617934332143186,55.611000000000004,null,55.611000000000004,0.99999785883390924,55.611000000000004,0.99673985087707806]
[null,null,null,null,null,null,null,null,null,null,null,null,null,null,null,null,null,null,null,null,null,null,null,null,null,null,null,null,null,null,null,null,null,null,null,null,null,null,null,null,null,null,null,null,null,null,null,null,null,null,null,null,null,55.823,59.816042384457084,59.605024409767353,55.823,null,55.823,0.99999798629425674,55.823,0.99687344036684922]
[null,null,null,null,null,null,null,null,null,null,null,null,null,null,null,null,null,null,null,null,null,null,null,null,null,null,null,null,null,null,null,null,null,null,null,null,null,null,null,null,null,null,null,null,null,null,null,null,null,null,null,null,null,55.899000000000001,59.816042390310926,59.611594458506083,55.899000000000001,null,55.899000000000001,0.99999803012301258,55.899000000000001,0.99692000689349325]
[null,null,null,null,null,null,null,null,null,null,null,null,null,null,null,null,null,null,null,null,null,null,null,null,null,null,null,null,null,null,null,null,null,null,null,null,null,null,null,null,null,null,null,null,null,null,null,null,null,null,null,null,null,56.002000000000002,59.816042398035471,59.630011592806419,56.002000000000002,null,56.002000000000002,0.99999808800974888,56.002000000000002,0.99698202887299237]
[null,null,null,null,null,null,null,null,null,null,null,null,null,null,null,null,null,null,null,null,null,null,null,null,null,null,null,null,null,null,null,null,null,null,null,null,null,null,null,null,null,null,null,null,null,null,null,null,null,null,null,null,null,56.087000000000003,59.816042404232611,59.653295540695545,56.087000000000003,null,56.087000000000003,0.99999813450190334,56.087000000000003,0.99703228479010508]
[null,null,null,null,null,null,null,null,null,null,null,null,null,null,null,null,null,null,null,null,null,null,null,null,null,null,null,null,null,null,null,null,null,null,null,null,null,null,null,null,null,null,null,null,null,null,null,null,null,null,null,null,null,56.225999999999999,59.816042414029987,59.705770457293319,56.225999999999999,null,56.225999999999999,0.99999820811597395,56.225999999999999,0.99711269838388483]
[null,null,null,null,null,null,null,null,null,null,null,null,null,null,null,null,null,null,null,null,null,null,null,null,null,null,null,null,null,null,null,null,null,null,null,null,null,null,null,null,null,null,null,null,null,null,null,null,null,null,null,null,null,56.393000000000001,59.816042425266922,59.772905074134073,56.393000000000001,null,56.393000000000001,0.99999829274166951,56.393000000000001,0.99720647720994104]
[null,null,null,null,null,null,null,null,null,null,null,null,null,null,null,null,null,null,null,null,null,null,null,null,null,null,null,null,null,null,null,null,null,null,null,null,null,null,null,null,null,null,null,null,null,null,null,null,null,null,null,null,null,56.478000000000002,59.816042430770644,59.803455712722446,56.478000000000002,null,56.478000000000002,0.99999833427352069,56.478000000000002,0.99725305057126745]
[null,null,null,null,null,null,null,null,null,null,null,null,null,null,null,null,null,null,null,null,null,null,null,null,null,null,null,null,null,null,null,null,null,null,null,null,null,null,null,null,null,null,null,null,null,null,null,null,null,null,null,null,null,56.581000000000003,59.816042437251816,59.837529895466879,56.581000000000003,null,56.581000000000003,0.99999838325381518,56.581000000000003,0.997308462750497]
[null,null,null,null,null,null,null,null,null,null,null,null,null,null,null,null,null,null,null,null,null,null,null,null,null,null,null,null,null,null,null,null,null,null,null,null,null,null,null,null,null,null,null,null,null,null,null,null,null,null,null,null,null,56.785000000000004,59.816042449505559,59.896518664856217,56.785000000000004,null,56.785000000000004,0.99999847606836767,56.785000000000004,0.99741498147150554]
[null,null,null,null,null,null,null,null,null,null,null,null,null,null,null,null,null,null,null,null,null,null,null,null,null,null,null,null,null,null,null,null,null,null,null,null,null,null,null,null,null,null,null,null,null,null,null,null,null,null,null,null,null,56.792999999999999,59.81604244997088,59.898622337585728,56.792999999999999,null,56.792999999999999,0.9999984795979372,56.792999999999999,0.99741907295526111]
[null,null,null,null,null,null,null,null,null,null,null,null,null,null,null,null,null,null,null,null,null,null,null,null,null,null,null,null,null,null,null,null,null,null,null,null,null,null,null,null,null,null,null,null,null,null,null,null,null,null,null,null,null,56.972000000000001,59.816042460095652,59.942005731497296,56.972000000000001,null,56.972000000000001,0.99999855647682034,56.972000000000001,0.99750896974249703]
[null,null,null,null,null,null,null,null,null,null,null,null,null,null,null,null,null,null,null,null,null,null,null,null,null,null,null,null,null,null,null,null,null,null,null,null,null,null,null,null,null,null,null,null,null,null,null,null,null,null,null,null,null,57.057000000000002,59.816042464717647,59.960324673166987,57.057000000000002,null,57.057000000000002,0.99999859161500582,57.057000000000002,0.99755057091186872]
[null,null,null,null,null,null,null,null,null,null,null,null,null,null,null,null,null,null,null,null,null,null,null,null,null,null,null,null,null,null,null,null,null,null,null,null,null,null,null,null,null,null,null,null,null,null,null,null,null,null,null,null,null,57.160000000000004,59.816042470165286,59.979411900356013,57.160000000000004,null,57.160000000000004,0.9999986330541667,57.160000000000004,0.99760006527213552]
[null,null,null,null,null,null,null,null,null,null,null,null,null,null,null,null,null,null,null,null,null,null,null,null,null,null,null,null,null,null,null,null,null,null,null,null,null,null,null,null,null,null,null,null,null,null,null,null,null,null,null,null,null,57.322000000000003,59.816042478408775,59.984996233373735,57.322000000000003,null,57.322000000000003,0.99999869578608669,57.322000000000003,0.997675923812679]
[null,null,null,null,null,null,null,null,null,null,null,null,null,null,null,null,null,null,null,null,null,null,null,null,null,null,null,null,null,null,null,null,null,null,null,null,null,null,null,null,null,null,null,null,null,null,null,null,null,null,null,null,null,57.448,59.81604248455934,59.970691559555839,57.448,null,57.448,0.99999874258750154,57.448,0.99773328678257978]
[null,null,null,null,null,null,null,null,null,null,null,null,null,null,null,null,null,null,null,null,null,null,null,null,null,null,null,null,null,null,null,null,null,null,null,null,null,null,null,null,null,null,null,null,null,null,null,null,null,null,null,null,null,57.551000000000002,59.816042489425733,59.949497189119434,57.551000000000002,null,57.551000000000002,0.99999877959993932,57.551000000000002,0.99777914027842529]
[null,null,null,null,null,null,null,null,null,null,null,null,null,null,null,null,null,null,null,null,null,null,null,null,null,null,null,null,null,null,null,null,null,null,null,null,null,null,null,null,null,null,null,null,null,null,null,null,null,null,null,null,null,57.636000000000003,59.816042493336489,59.926781311239132,57.636000000000003,null,57.636000000000003,0.99999880932519269,57.636000000000003,0.99781629099654001]
[null,null,null,null,null,null,null,null,null,null,null,null,null,null,null,null,null,null,null,null,null,null,null,null,null,null,null,null,null,null,null,null,null,null,null,null,null,null,null,null,null,null,null,null,null,null,null,null,null,null,null,null,null,57.843000000000004,59.816042502480705,59.856513064918985,57.843000000000004,null,57.843000000000004,0.99999887873203586,57.843000000000004,0.9979042207425084]
[null,null,null,null,null,null,null,null,null,null,null,null,null,null,null,null,null,null,null,null,null,null,null,null,null,null,null,null,null,null,null,null,null,null,null,null,null,null,null,null,null,null,null,null,null,null,null,null,null,null,null,null,null,57.942,59.816042506672034,59.817420365717055,57.942,null,57.942,0.99999891048665013,57.942,0.99794503099596632]
[null,null,null,null,null,null,null,null,null,null,null,null,null,null,null,null,null,null,null,null,null,null,null,null,null,null,null,null,null,null,null,null,null,null,null,null,null,null,null,null,null,null,null,null,null,null,null,null,null,null,null,null,null,58.027000000000001,59.81604251018058,59.781894970738222,58.027000000000001,null,58.027000000000001,0.99999893703475784,58.027000000000001,0.99797944423230056]
[null,null,null,null,null,null,null,null,null,null,null,null,null,null,null,null,null,null,null,null,null,null,null,null,null,null,null,null,null,null,null,null,null,null,null,null,null,null,null,null,null,null,null,null,null,null,null,null,null,null,null,null,null,58.13,59.816042514323762,59.737953686946838,58.13,null,58.13,0.99999896834247459,58.13,0.99802038421153028]
[null,null,null,null,null,null,null,null,null,null,null,null,null,null,null,null,null,null,null,null,null,null,null,null,null,null,null,null,null,null,null,null,null,null,null,null,null,null,null,null,null,null,null,null,null,null,null,null,null,null,null,null,null,58.215000000000003,59.816042517655767,59.703397528912006,58.215000000000003,null,58.215000000000003,0.99999899348570676,58.215000000000003,0.99805355271338925]
[null,null,null,null,null,null,null,null,null,null,null,null,null,null,null,null,null,null,null,null,null,null,null,null,null,null,null,null,null,null,null,null,null,null,null,null,null,null,null,null,null,null,null,null,null,null,null,null,null,null,null,null,null,58.410000000000004,59.816042525011959,59.639299375155453,58.410000000000004,null,58.410000000000004,0.99999904888396263,58.410000000000004,0.99812758840005289]
[null,null,null,null,null,null,null,null,null,null,null,null,null,null,null,null,null,null,null,null,null,null,null,null,null,null,null,null,null,null,null,null,null,null,null,null,null,null,null,null,null,null,null,null,null,null,null,null,null,null,null,null,null,58.521000000000001,59.816042529025893,59.616292505307122,58.521000000000001,null,58.521000000000001,0.99999907905027019,58.521000000000001,0.99816848401950919]
[null,null,null,null,null,null,null,null,null,null,null,null,null,null,null,null,null,null,null,null,null,null,null,null,null,null,null,null,null,null,null,null,null,null,null,null,null,null,null,null,null,null,null,null,null,null,null,null,null,null,null,null,null,58.606000000000002,59.816042532017065,59.606545542270794,58.606000000000002,null,58.606000000000002,0.99999910150436189,58.606000000000002,0.99819920367535342]
[null,null,null,null,null,null,null,null,null,null,null,null,null,null,null,null,null,null,null,null,null,null,null,null,null,null,null,null,null,null,null,null,null,null,null,null,null,null,null,null,null,null,null,null,null,null,null,null,null,null,null,null,null,58.709000000000003,59.816042535547702,59.60447332561008,58.709000000000003,null,58.709000000000003,0.99999912798358948,58.709000000000003,0.99823574820365368]
[null,null,null,null,null,null,null,null,null,null,null,null,null,null,null,null,null,null,null,null,null,null,null,null,null,null,null,null,null,null,null,null,null,null,null,null,null,null,null,null,null,null,null,null,null,null,null,null,null,null,null,null,null,58.820999999999998,59.816042539272381,59.614642279874587,58.820999999999998,null,58.820999999999998,0.99999915589470789,58.820999999999998,0.99827465591663556]
[null,null,null,null,null,null,null,null,null,null,null,null,null,null,null,null,null,null,null,null,null,null,null,null,null,null,null,null,null,null,null,null,null,null,null,null,null,null,null,null,null,null,null,null,null,null,null,null,null,null,null,null,null,58.997,59.816042544890692,59.656564721507593,58.997,null,58.997,0.99999919796713688,58.997,0.99833409277918828]
[null,null,null,null,null,null,null,null,null,null,null,null,null,null,null,null,null,null,null,null,null,null,null,null,null,null,null,null,null,null,null,null,null,null,null,null,null,null,null,null,null,null,null,null,null,null,null,null,null,null,null,null,null,59.1,59.816042548048962,59.694820499785919,59.1,null,59.1,0.99999922161283217,59.1,0.99836793490290554]
[null,null,null,null,null,null,null,null,null,null,null,null,null,null,null,null,null,null,null,null,null,null,null,null,null,null,null,null,null,null,null,null,null,null,null,null,null,null,null,null,null,null,null,null,null,null,null,null,null,null,null,null,null,59.185000000000002,59.81604255058491,59.730710234905622,59.185000000000002,null,59.185000000000002,0.99999924060211254,59.185000000000002,0.99839535122930201]
[null,null,null,null,null,null,null,null,null,null,null,null,null,null,null,null,null,null,null,null,null,null,null,null,null,null,null,null,null,null,null,null,null,null,null,null,null,null,null,null,null,null,null,null,null,null,null,null,null,null,null,null,null,59.341999999999999,59.816042555105497,59.790867901923086,59.341999999999999,null,59.341999999999999,0.99999927447080206,59.341999999999999,0.99844480105309974]
[null,null,null,null,null,null,null,null,null,null,null,null,null,null,null,null,null,null,null,null,null,null,null,null,null,null,null,null,null,null,null,null,null,null,null,null,null,null,null,null,null,null,null,null,null,null,null,null,null,null,null,null,null,59.491,59.816042559205073,59.840738910115185,59.491,null,59.491,0.99999930522021152,59.491,0.99849033892503236]
[null,null,null,null,null,null,null,null,null,null,null,null,null,null,null,null,null,null,null,null,null,null,null,null,null,null,null,null,null,null,null,null,null,null,null,null,null,null,null,null,null,null,null,null,null,null,null,null,null,null,null,null,null,59.576000000000001,59.81604256146305,59.866382868058494,59.576000000000001,null,59.576000000000001,0.99999932217639642,59.576000000000001,0.99851572471113892]
[null,null,null,null,null,null,null,null,null,null,null,null,null,null,null,null,null,null,null,null,null,null,null,null,null,null,null,null,null,null,null,null,null,null,null,null,null,null,null,null,null,null,null,null,null,null,null,null,null,null,null,null,null,59.679000000000002,59.816042564122768,59.894984460353299,59.679000000000002,null,59.679000000000002,0.99999934217155861,59.679000000000002,0.99854592219350813]
[null,null,null,null,null,null,null,null,null,null,null,null,null,null,null,null,null,null,null,null,null,null,null,null,null,null,null,null,null,null,null,null,null,null,null,null,null,null,null,null,null,null,null,null,null,null,null,null,null,null,null,null,null,59.764000000000003,59.816042566256094,59.916704630299293,59.764000000000003,null,59.764000000000003,0.99999935822889985,59.764000000000003,0.99857038504845863]
[null,null,null,null,null,null,null,null,null,null,null,null,null,null,null,null,null,null,null,null,null,null,null,null,null,null,null,null,null,null,null,null,null,null,null,null,null,null,null,null,null,null,null,null,null,null,null,null,null,null,null,null,null,59.876000000000005,59.816042568984351,59.942943804898164,59.876000000000005,null,59.876000000000005,0.99999937879184686,59.876000000000005,0.99860199903843594]
[null,null,null,null,null,null,null,null,null,null,null,null,null,null,null,null,null,null,null,null,null,null,null,null,null,null,null,null,null,null,null,null,null,null,null,null,null,null,null,null,null,null,null,null,null,null,null,null,null,null,null,null,null,59.877000000000002,59.816042569008296,59.943166586922189,59.877000000000002,null,59.877000000000002,0.99999937897245517,59.877000000000002,0.99860227817426317]
[null,null,null,null,null,null,null,null,null,null,null,null,null,null,null,null,null,null,null,null,null,null,null,null,null,null,null,null,null,null,null,null,null,null,null,null,null,null,null,null,null,null,null,null,null,null,null,null,null,null,null,null,null,59.878,59.816042569032234,59.94338917224232,59.878,null,59.878,0.99999937915301107,59.878,0.99860255725506564]
[null,null,null,null,null,null,null,null,null,null,null,null,null,null,null,null,null,null,null,null,null,null,null,null,null,null,null,null,null,null,null,null,null,null,null,null,null,null,null,null,null,null,null,null,null,null,null,null,null,null,null,null,null,59.878999999999998,59.816042569056158,59.943611561032228,59.878999999999998,null,59.878999999999998,0.99999937933351479,59.878999999999998,0.99860283628085389]
[null,null,null,null,null,null,null,null,null,null,null,null,null,null,null,null,null,null,null,null,null,null,null,null,null,null,null,null,null,null,null,null,null,null,null,null,null,null,null,null,null,null,null,null,null,null,null,null,null,null,null,null,null,59.88,59.816042569080082,59.943833753465441,59.88,null,59.88,0.99999937951396611,59.88,0.9986031152516387]
[null,null,null,null,null,null,null,null,null,null,null,null,null,null,null,null,null,null,null,null,null,null,null,null,null,null,null,null,null,null,null,null,null,null,null,null,null,null,null,null,null,null,null,null,null,null,null,null,null,null,null,null,null,59.881,59.816042569103999,59.944055749715332,59.881,null,59.881,0.99999937969436514,59.881,0.99860339416743071]
[null,null,null,null,null,null,null,null,null,null,null,null,null,null,null,null,null,null,null,null,null,null,null,null,null,null,null,null,null,null,null,null,null,null,null,null,null,null,null,null,null,null,null,null,null,null,null,null,null,null,null,null,null,59.881999999999998,59.816042569127902,59.944277549955117,59.881999999999998,null,59.881999999999998,0.99999937987471188,59.881999999999998,0.99860367302824049]
[null,null,null,null,null,null,null,null,null,null,null,null,null,null,null,null,null,null,null,null,null,null,null,null,null,null,null,null,null,null,null,null,null,null,null,null,null,null,null,null,null,null,null,null,null,null,null,null,null,null,null,null,null,59.883000000000003,59.816042569151804,59.944499154357871,59.883000000000003,null,59.883000000000003,0.99999938005500644,59.883000000000003,0.99860395183407868]
[null,null,null,null,null,null,null,null,null,null,null,null,null,null,null,null,null,null,null,null,null,null,null,null,null,null,null,null,null,null,null,null,null,null,null,null,null,null,null,null,null,null,null,null,null,null,null,null,null,null,null,null,null,59.884,59.8160425691757,59.944720563096496,59.884,null,59.884,0.9999993802352487,59.884,0.99860423058495618]
[null,null,null,null,null,null,null,null,null,null,null,null,null,null,null,null,null,null,null,null,null,null,null,null,null,null,null,null,null,null,null,null,null,null,null,null,null,null,null,null,null,null,null,null,null,null,null,null,null,null,null,null,null,59.884999999999998,59.816042569199581,59.944941776343761,59.884999999999998,null,59.884999999999998,0.99999938041543879,59.884999999999998,0.9986045092808834]
[null,null,null,null,null,null,null,null,null,null,null,null,null,null,null,null,null,null,null,null,null,null,null,null,null,null,null,null,null,null,null,null,null,null,null,null,null,null,null,null,null,null,null,null,null,null,null,null,null,null,null,null,null,59.886000000000003,59.816042569223463,59.945162794272264,59.886000000000003,null,59.886000000000003,0.99999938059557658,59.886000000000003,0.99860478792187113]
[null,null,null,null,null,null,null,null,null,null,null,null,null,null,null,null,null,null,null,null,null,null,null,null,null,null,null,null,null,null,null,null,null,null,null,null,null,null,null,null,null,null,null,null,null,null,null,null,null,null,null,null,null,59.887,59.81604256924733,59.945383617054468,59.887,null,59.887,0.99999938077566231,59.887,0.99860506650793002]
[null,null,null,null,null,null,null,null,null,null,null,null,null,null,null,null,null,null,null,null,null,null,null,null,null,null,null,null,null,null,null,null,null,null,null,null,null,null,null,null,null,null,null,null,null,null,null,null,null,null,null,null,null,59.887999999999998,59.816042569271197,59.945604244862672,59.887999999999998,null,59.887999999999998,0.99999938095569574,59.887999999999998,0.99860534503907072]
[null,null,null,null,null,null,null,null,null,null,null,null,null,null,null,null,null,null,null,null,null,null,null,null,null,null,null,null,null,null,null,null,null,null,null,null,null,null,null,null,null,null,null,null,null,null,null,null,null,null,null,null,null,59.889000000000003,59.81604256929505,59.945824677869034,59.889000000000003,null,59.889000000000003,0.99999938113567699,59.889000000000003,0.9986056235153038]
[null,null,null,null,null,null,null,null,null,null,null,null,null,null,null,null,null,null,null,null,null,null,null,null,null,null,null,null,null,null,null,null,null,null,null,null,null,null,null,null,null,null,null,null,null,null,null,null,null,null,null,null,null,59.89,59.816042569318903,59.94604491624554,59.89,null,59.89,0.99999938131560617,59.89,0.99860590193663989]
[null,null,null,null,null,null,null,null,null,null,null,null,null,null,null,null,null,null,null,null,null,null,null,null,null,null,null,null,null,null,null,null,null,null,null,null,null,null,null,null,null,null,null,null,null,null,null,null,null,null,null,null,null,59.890999999999998,59.816042569342741,59.946264960164051,59.890999999999998,null,59.890999999999998,0.99999938149548318,59.890999999999998,0.99860618030308979]
[null,null,null,null,null,null,null,null,null,null,null,null,null,null,null,null,null,null,null,null,null,null,null,null,null,null,null,null,null,null,null,null,null,null,null,null,null,null,null,null,null,null,null,null,null,null,null,null,null,null,null,null,null,59.892000000000003,59.81604256936658,59.946484809796253,59.892000000000003,null,59.892000000000003,0.99999938167530811,59.892000000000003,0.99860645861466413]
[null,null,null,null,null,null,null,null,null,null,null,null,null,null,null,null,null,null,null,null,null,null,null,null,null,null,null,null,null,null,null,null,null,null,null,null,null,null,null,null,null,null,null,null,null,null,null,null,null,null,null,null,null,59.893000000000001,59.816042569390405,59.946704465313701,59.893000000000001,null,59.893000000000001,0.99999938185508086,59.893000000000001,0.99860673687137336]
[null,null,null,null,null,null,null,null,null,null,null,null,null,null,null,null,null,null,null,null,null,null,null,null,null,null,null,null,null,null,null,null,null,null,null,null,null,null,null,null,null,null,null,null,null,null,null,null,null,null,null,null,null,59.893999999999998,59.816042569414229,59.94692392688777,59.893999999999998,null,59.893999999999998,0.99999938203480154,59.893999999999998,0.99860701507322835]
[null,null,null,null,null,null,null,null,null,null,null,null,null,null,null,null,null,null,null,null,null,null,null,null,null,null,null,null,null,null,null,null,null,null,null,null,null,null,null,null,null,null,null,null,null,null,null,null,null,null,null,null,null,59.895000000000003,59.816042569438039,59.947143194689716,59.895000000000003,null,59.895000000000003,0.99999938221447016,59.895000000000003,0.99860729322023956]
[null,null,null,null,null,null,null,null,null,null,null,null,null,null,null,null,null,null,null,null,null,null,null,null,null,null,null,null,null,null,null,null,null,null,null,null,null,null,null,null,null,null,null,null,null,null,null,null,null,null,null,null,null,59.896000000000001,59.81604256946185,59.947362268890622,59.896000000000001,null,59.896000000000001,0.9999993823940867,59.896000000000001,0.99860757131241773]
[null,null,null,null,null,null,null,null,null,null,null,null,null,null,null,null,null,null,null,null,null,null,null,null,null,null,null,null,null,null,null,null,null,null,null,null,null,null,null,null,null,null,null,null,null,null,null,null,null,null,null,null,null,59.896999999999998,59.816042569485646,59.947581149661424,59.896999999999998,null,59.896999999999998,0.99999938257365117,59.896999999999998,0.99860784934977354]
[null,null,null,null,null,null,null,null,null,null,null,null,null,null,null,null,null,null,null,null,null,null,null,null,null,null,null,null,null,null,null,null,null,null,null,null,null,null,null,null,null,null,null,null,null,null,null,null,null,null,null,null,null,59.898000000000003,59.816042569509435,59.947799837172916,59.898000000000003,null,59.898000000000003,0.99999938275316369,59.898000000000003,0.99860812733231741]
[null,null,null,null,null,null,null,null,null,null,null,null,null,null,null,null,null,null,null,null,null,null,null,null,null,null,null,null,null,null,null,null,null,null,null,null,null,null,null,null,null,null,null,null,null,null,null,null,null,null,null,null,null,59.899000000000001,59.816042569533224,59.94801833159574,59.899000000000001,null,59.899000000000001,0.99999938293262414,59.899000000000001,0.99860840526006023]
[null,null,null,null,null,null,null,null,null,null,null,null,null,null,null,null,null,null,null,null,null,null,null,null,null,null,null,null,null,null,null,null,null,null,null,null,null,null,null,null,null,null,null,null,null,null,null,null,null,null,null,null,null,59.9,59.816042569556998,59.948236633100365,59.9,null,59.9,0.99999938311203262,59.9,0.99860868313301243]
[null,null,null,null,null,null,null,null,null,null,null,null,null,null,null,null,null,null,null,null,null,null,null,null,null,null,null,null,null,null,null,null,null,null,null,null,null,null,null,null,null,null,null,null,null,null,null,null,null,null,null,null,null,59.901000000000003,59.816042569580766,59.948454741857141,59.901000000000003,null,59.901000000000003,0.99999938329138915,59.901000000000003,0.99860896095118479]
[null,null,null,null,null,null,null,null,null,null,null,null,null,null,null,null,null,null,null,null,null,null,null,null,null,null,null,null,null,null,null,null,null,null,null,null,null,null,null,null,null,null,null,null,null,null,null,null,null,null,null,null,null,59.902000000000001,59.816042569604534,59.948672658036251,59.902000000000001,null,59.902000000000001,0.99999938347069361,59.902000000000001,0.99860923871458784]
[null,null,null,null,null,null,null,null,null,null,null,null,null,null,null,null,null,null,null,null,null,null,null,null,null,null,null,null,null,null,null,null,null,null,null,null,null,null,null,null,null,null,null,null,null,null,null,null,null,null,null,null,null,59.902999999999999,59.816042569628287,59.948890381807729,59.902999999999999,null,59.902999999999999,0.99999938364994612,59.902999999999999,0.99860951642323226]
[null,null,null,null,null,null,null,null,null,null,null,null,null,null,null,null,null,null,null,null,null,null,null,null,null,null,null,null,null,null,null,null,null,null,null,null,null,null,null,null,null,null,null,null,null,null,null,null,null,null,null,null,null,59.904000000000003,59.816042569652033,59.949107913341457,59.904000000000003,null,59.904000000000003,0.99999938382914677,59.904000000000003,0.99860979407712858]
[null,null,null,null,null,null,null,null,null,null,null,null,null,null,null,null,null,null,null,null,null,null,null,null,null,null,null,null,null,null,null,null,null,null,null,null,null,null,null,null,null,null,null,null,null,null,null,null,null,null,null,null,null,59.905000000000001,59.816042569675773,59.949325252807178,59.905000000000001,null,59.905000000000001,0.99999938400829547,59.905000000000001,0.99861007167628757]
[null,null,null,null,null,null,null,null,null,null,null,null,null,null,null,null,null,null,null,null,null,null,null,null,null,null,null,null,null,null,null,null,null,null,null,null,null,null,null,null,null,null,null,null,null,null,null,null,null,null,null,null,null,59.905999999999999,59.816042569699505,59.949542400374469,59.905999999999999,null,59.905999999999999,0.9999993841873922,59.905999999999999,0.99861034922071967]
[null,null,null,null,null,null,null,null,null,null,null,null,null,null,null,null,null,null,null,null,null,null,null,null,null,null,null,null,null,null,null,null,null,null,null,null,null,null,null,null,null,null,null,null,null,null,null,null,null,null,null,null,null,59.907000000000004,59.816042569723237,59.949759356212766,59.907000000000004,null,59.907000000000004,0.99999938436643709,59.907000000000004,0.99861062671043554]
[null,null,null,null,null,null,null,null,null,null,null,null,null,null,null,null,null,null,null,null,null,null,null,null,null,null,null,null,null,null,null,null,null,null,null,null,null,null,null,null,null,null,null,null,null,null,null,null,null,null,null,null,null,59.908000000000001,59.816042569746955,59.949976120491357,59.908000000000001,null,59.908000000000001,0.99999938454543014,59.908000000000001,0.99861090414544595]
[null,null,null,null,null,null,null,null,null,null,null,null,null,null,null,null,null,null,null,null,null,null,null,null,null,null,null,null,null,null,null,null,null,null,null,null,null,null,null,null,null,null,null,null,null,null,null,null,null,null,null,null,null,59.908999999999999,59.816042569770666,59.950192693379378,59.908999999999999,null,59.908999999999999,0.99999938472437122,59.908999999999999,0.99861118152576134]
[null,null,null,null,null,null,null,null,null,null,null,null,null,null,null,null,null,null,null,null,null,null,null,null,null,null,null,null,null,null,null,null,null,null,null,null,null,null,null,null,null,null,null,null,null,null,null,null,null,null,null,null,null,59.910000000000004,59.816042569794369,59.950409075045819,59.910000000000004,null,59.910000000000004,0.99999938490326057,59.910000000000004,0.99861145885139235]
[null,null,null,null,null,null,null,null,null,null,null,null,null,null,null,null,null,null,null,null,null,null,null,null,null,null,null,null,null,null,null,null,null,null,null,null,null,null,null,null,null,null,null,null,null,null,null,null,null,null,null,null,null,59.911000000000001,59.816042569818066,59.950625265659518,59.911000000000001,null,59.911000000000001,0.99999938508209796,59.911000000000001,0.99861173612234966]
[null,null,null,null,null,null,null,null,null,null,null,null,null,null,null,null,null,null,null,null,null,null,null,null,null,null,null,null,null,null,null,null,null,null,null,null,null,null,null,null,null,null,null,null,null,null,null,null,null,null,null,null,null,59.911999999999999,59.816042569841763,59.950841265389158,59.911999999999999,null,59.911999999999999,0.99999938526088361,59.911999999999999,0.9986120133386438]
[null,null,null,null,null,null,null,null,null,null,null,null,null,null,null,null,null,null,null,null,null,null,null,null,null,null,null,null,null,null,null,null,null,null,null,null,null,null,null,null,null,null,null,null,null,null,null,null,null,null,null,null,null,59.913000000000004,59.816042569865445,59.95105707440328,59.913000000000004,null,59.913000000000004,0.99999938543961742,59.913000000000004,0.99861229050028533]
[null,null,null,null,null,null,null,null,null,null,null,null,null,null,null,null,null,null,null,null,null,null,null,null,null,null,null,null,null,null,null,null,null,null,null,null,null,null,null,null,null,null,null,null,null,null,null,null,null,null,null,null,null,59.914000000000001,59.81604256988912,59.951272692870283,59.914000000000001,null,59.914000000000001,0.99999938561829949,59.914000000000001,0.99861256760728501]
[null,null,null,null,null,null,null,null,null,null,null,null,null,null,null,null,null,null,null,null,null,null,null,null,null,null,null,null,null,null,null,null,null,null,null,null,null,null,null,null,null,null,null,null,null,null,null,null,null,null,null,null,null,59.914999999999999,59.816042569912788,59.951488120958395,59.914999999999999,null,59.914999999999999,0.99999938579692971,59.914999999999999,0.99861284465965328]
[null,null,null,null,null,null,null,null,null,null,null,null,null,null,null,null,null,null,null,null,null,null,null,null,null,null,null,null,null,null,null,null,null,null,null,null,null,null,null,null,null,null,null,null,null,null,null,null,null,null,null,null,null,59.916000000000004,59.81604256993645,59.951703358835722,59.916000000000004,null,59.916000000000004,0.99999938597550819,59.916000000000004,0.99861312165740079]
[null,null,null,null,null,null,null,null,null,null,null,null,null,null,null,null,null,null,null,null,null,null,null,null,null,null,null,null,null,null,null,null,null,null,null,null,null,null,null,null,null,null,null,null,null,null,null,null,null,null,null,null,null,59.917000000000002,59.816042569960103,59.95191840667021,59.917000000000002,null,59.917000000000002,0.99999938615403494,59.917000000000002,0.99861339860053822]
[null,null,null,null,null,null,null,null,null,null,null,null,null,null,null,null,null,null,null,null,null,null,null,null,null,null,null,null,null,null,null,null,null,null,null,null,null,null,null,null,null,null,null,null,null,null,null,null,null,null,null,null,null,59.917999999999999,59.81604256998375,59.952133264629644,59.917999999999999,null,59.917999999999999,0.99999938633250995,59.917999999999999,0.99861367548907598]
[null,null,null,null,null,null,null,null,null,null,null,null,null,null,null,null,null,null,null,null,null,null,null,null,null,null,null,null,null,null,null,null,null,null,null,null,null,null,null,null,null,null,null,null,null,null,null,null,null,null,null,null,null,59.919000000000004,59.81604257000739,59.952347932881686,59.919000000000004,null,59.919000000000004,0.99999938651093323,59.919000000000004,0.99861395232302486]
[null,null,null,null,null,null,null,null,null,null,null,null,null,null,null,null,null,null,null,null,null,null,null,null,null,null,null,null,null,null,null,null,null,null,null,null,null,null,null,null,null,null,null,null,null,null,null,null,null,null,null,null,null,59.92,59.816042570031023,59.952562411593824,59.92,null,59.92,0.99999938668930488,59.92,0.99861422910239539]
[null,null,null,null,null,null,null,null,null,null,null,null,null,null,null,null,null,null,null,null,null,null,null,null,null,null,null,null,null,null,null,null,null,null,null,null,null,null,null,null,null,null,null,null,null,null,null,null,null,null,null,null,null,59.920999999999999,59.816042570054648,59.952776700933427,59.920999999999999,null,59.920999999999999,0.9999993868676248,59.920999999999999,0.99861450582719802]
[null,null,null,null,null,null,null,null,null,null,null,null,null,null,null,null,null,null,null,null,null,null,null,null,null,null,null,null,null,null,null,null,null,null,null,null,null,null,null,null,null,null,null,null,null,null,null,null,null,null,null,null,null,59.922000000000004,59.816042570078267,59.952990801067685,59.922000000000004,null,59.922000000000004,0.99999938704589297,59.922000000000004,0.99861478249744351]
[null,null,null,null,null,null,null,null,null,null,null,null,null,null,null,null,null,null,null,null,null,null,null,null,null,null,null,null,null,null,null,null,null,null,null,null,null,null,null,null,null,null,null,null,null,null,null,null,null,null,null,null,null,59.923000000000002,59.816042570101878,59.953204712163661,59.923000000000002,null,59.923000000000002,0.99999938722410964,59.923000000000002,0.9986150591131423]
[null,null,null,null,null,null,null,null,null,null,null,null,null,null,null,null,null,null,null,null,null,null,null,null,null,null,null,null,null,null,null,null,null,null,null,null,null,null,null,null,null,null,null,null,null,null,null,null,null,null,null,null,null,59.923999999999999,59.816042570125482,59.953418434388269,59.923999999999999,null,59.923999999999999,0.99999938740227456,59.923999999999999,0.99861533567430505]
[null,null,null,null,null,null,null,null,null,null,null,null,null,null,null,null,null,null,null,null,null,null,null,null,null,null,null,null,null,null,null,null,null,null,null,null,null,null,null,null,null,null,null,null,null,null,null,null,null,null,null,null,null,59.925000000000004,59.816042570149079,59.953631967908272,59.925000000000004,null,59.925000000000004,0.99999938758038787,59.925000000000004,0.99861561218094241]
[null,null,null,null,null,null,null,null,null,null,null,null,null,null,null,null,null,null,null,null,null,null,null,null,null,null,null,null,null,null,null,null,null,null,null,null,null,null,null,null,null,null,null,null,null,null,null,null,null,null,null,null,null,59.926000000000002,59.816042570172669,59.95384531289028,59.926000000000002,null,59.926000000000002,0.99999938775844954,59.926000000000002,0.99861588863306483]
[null,null,null,null,null,null,null,null,null,null,null,null,null,null,null,null,null,null,null,null,null,null,null,null,null,null,null,null,null,null,null,null,null,null,null,null,null,null,null,null,null,null,null,null,null,null,null,null,null,null,null,null,null,59.927,59.816042570196252,59.954058469500758,59.927,null,59.927,0.9999993879364597,59.927,0.99861616503068296]
[null,null,null,null,null,null,null,null,null,null,null,null,null,null,null,null,null,null,null,null,null,null,null,null,null,null,null,null,null,null,null,null,null,null,null,null,null,null,null,null,null,null,null,null,null,null,null,null,null,null,null,null,null,59.928000000000004,59.816042570219828,59.954271437906037,59.928000000000004,null,59.928000000000004,0.99999938811441824,59.928000000000004,0.99861644137380734]
[null,null,null,null,null,null,null,null,null,null,null,null,null,null,null,null,null,null,null,null,null,null,null,null,null,null,null,null,null,null,null,null,null,null,null,null,null,null,null,null,null,null,null,null,null,null,null,null,null,null,null,null,null,59.929000000000002,59.816042570243397,59.954484218272292,59.929000000000002,null,59.929000000000002,0.99999938829232515,59.929000000000002,0.99861671766244853]
[null,null,null,null,null,null,null,null,null,null,null,null,null,null,null,null,null,null,null,null,null,null,null,null,null,null,null,null,null,null,null,null,null,null,null,null,null,null,null,null,null,null,null,null,null,null,null,null,null,null,null,null,null,59.93,59.816042570266958,59.95469681076554,59.93,null,59.93,0.99999938847018055,59.93,0.99861699389661707]
[null,null,null,null,null,null,null,null,null,null,null,null,null,null,null,null,null,null,null,null,null,null,null,null,null,null,null,null,null,null,null,null,null,null,null,null,null,null,null,null,null,null,null,null,null,null,null,null,null,null,null,null,null,59.931000000000004,59.816042570290513,59.954909215551673,59.931000000000004,null,59.931000000000004,0.99999938864798443,59.931000000000004,0.99861727007632362]
[null,null,null,null,null,null,null,null,null,null,null,null,null,null,null,null,null,null,null,null,null,null,null,null,null,null,null,null,null,null,null,null,null,null,null,null,null,null,null,null,null,null,null,null,null,null,null,null,null,null,null,null,null,59.932000000000002,59.81604257031406,59.955121432796417,59.932000000000002,null,59.932000000000002,0.9999993888257368,59.932000000000002,0.99861754620157861]
[null,null,null,null,null,null,null,null,null,null,null,null,null,null,null,null,null,null,null,null,null,null,null,null,null,null,null,null,null,null,null,null,null,null,null,null,null,null,null,null,null,null,null,null,null,null,null,null,null,null,null,null,null,59.933,59.816042570337601,59.955333462665365,59.933,null,59.933,0.99999938900343766,59.933,0.99861782227239282]
[null,null,null,null,null,null,null,null,null,null,null,null,null,null,null,null,null,null,null,null,null,null,null,null,null,null,null,null,null,null,null,null,null,null,null,null,null,null,null,null,null,null,null,null,null,null,null,null,null,null,null,null,null,59.934000000000005,59.816042570361134,59.955545305323959,59.934000000000005,null,59.934000000000005,0.999999389181087,59.934000000000005,0.99861809828877657]
[null,null,null,null,null,null,null,null,null,null,null,null,null,null,null,null,null,null,null,null,null,null,null,null,null,null,null,null,null,null,null,null,null,null,null,null,null,null,null,null,null,null,null,null,null,null,null,null,null,null,null,null,null,59.935000000000002,59.81604257038466,59.955756960937499,59.935000000000002,null,59.935000000000002,0.99999938935868482,59.935000000000002,0.99861837425074063]
[null,null,null,null,null,null,null,null,null,null,null,null,null,null,null,null,null,null,null,null,null,null,null,null,null,null,null,null,null,null,null,null,null,null,null,null,null,null,null,null,null,null,null,null,null,null,null,null,null,null,null,null,null,59.936,59.816042570408179,59.955968429671124,59.936,null,59.936,0.99999938953623124,59.936,0.99861865015829532]
[null,null,null,null,null,null,null,null,null,null,null,null,null,null,null,null,null,null,null,null,null,null,null,null,null,null,null,null,null,null,null,null,null,null,null,null,null,null,null,null,null,null,null,null,null,null,null,null,null,null,null,null,null,59.937000000000005,59.816042570431691,59.956179711689856,59.937000000000005,null,59.937000000000005,0.99999938971372615,59.937000000000005,0.99861892601145141]
[null,null,null,null,null,null,null,null,null,null,null,null,null,null,null,null,null,null,null,null,null,null,null,null,null,null,null,null,null,null,null,null,null,null,null,null,null,null,null,null,null,null,null,null,null,null,null,null,null,null,null,null,null,59.938000000000002,59.816042570455188,59.956390807158535,59.938000000000002,null,59.938000000000002,0.99999938989116977,59.938000000000002,0.99861920181021935]
[null,null,null,null,null,null,null,null,null,null,null,null,null,null,null,null,null,null,null,null,null,null,null,null,null,null,null,null,null,null,null,null,null,null,null,null,null,null,null,null,null,null,null,null,null,null,null,null,null,null,null,null,null,59.939,59.816042570478686,59.956601716241885,59.939,null,59.939,0.99999939006856187,59.939,0.99861947755460978]
[null,null,null,null,null,null,null,null,null,null,null,null,null,null,null,null,null,null,null,null,null,null,null,null,null,null,null,null,null,null,null,null,null,null,null,null,null,null,null,null,null,null,null,null,null,null,null,null,null,null,null,null,null,59.94,59.816042570502177,59.956812439104468,59.94,null,59.94,0.99999939024590256,59.94,0.99861975324463303]
[null,null,null,null,null,null,null,null,null,null,null,null,null,null,null,null,null,null,null,null,null,null,null,null,null,null,null,null,null,null,null,null,null,null,null,null,null,null,null,null,null,null,null,null,null,null,null,null,null,null,null,null,null,59.941000000000003,59.81604257052566,59.957022975910711,59.941000000000003,null,59.941000000000003,0.99999939042319186,59.941000000000003,0.99862002888029988]
[null,null,null,null,null,null,null,null,null,null,null,null,null,null,null,null,null,null,null,null,null,null,null,null,null,null,null,null,null,null,null,null,null,null,null,null,null,null,null,null,null,null,null,null,null,null,null,null,null,null,null,null,null,59.942,59.816042570549136,59.957233326824891,59.942,null,59.942,0.99999939060042975,59.942,0.99862030446162087]
[null,null,null,null,null,null,null,null,null,null,null,null,null,null,null,null,null,null,null,null,null,null,null,null,null,null,null,null,null,null,null,null,null,null,null,null,null,null,null,null,null,null,null,null,null,null,null,null,null,null,null,null,null,59.942999999999998,59.816042570572606,59.957443492011137,59.942999999999998,null,59.942999999999998,0.99999939077761635,59.942999999999998,0.99862057998860632]
[null,null,null,null,null,null,null,null,null,null,null,null,null,null,null,null,null,null,null,null,null,null,null,null,null,null,null,null,null,null,null,null,null,null,null,null,null,null,null,null,null,null,null,null,null,null,null,null,null,null,null,null,null,59.944000000000003,59.816042570596068,59.957653471633442,59.944000000000003,null,59.944000000000003,0.99999939095475154,59.944000000000003,0.998620855461267]
[null,null,null,null,null,null,null,null,null,null,null,null,null,null,null,null,null,null,null,null,null,null,null,null,null,null,null,null,null,null,null,null,null,null,null,null,null,null,null,null,null,null,null,null,null,null,null,null,null,null,null,null,null,59.945,59.816042570619523,59.957863265855636,59.945,null,59.945,0.99999939113183545,59.945,0.99862113087961324]
[null,null,null,null,null,null,null,null,null,null,null,null,null,null,null,null,null,null,null,null,null,null,null,null,null,null,null,null,null,null,null,null,null,null,null,null,null,null,null,null,null,null,null,null,null,null,null,null,null,null,null,null,null,59.945999999999998,59.816042570642963,59.958072874841434,59.945999999999998,null,59.945999999999998,0.99999939130886806,59.945999999999998,0.99862140624365581]
[null,null,null,null,null,null,null,null,null,null,null,null,null,null,null,null,null,null,null,null,null,null,null,null,null,null,null,null,null,null,null,null,null,null,null,null,null,null,null,null,null,null,null,null,null,null,null,null,null,null,null,null,null,59.947000000000003,59.816042570666404,59.958282298754376,59.947000000000003,null,59.947000000000003,0.99999939148584938,59.947000000000003,0.99862168155340514]
[null,null,null,null,null,null,null,null,null,null,null,null,null,null,null,null,null,null,null,null,null,null,null,null,null,null,null,null,null,null,null,null,null,null,null,null,null,null,null,null,null,null,null,null,null,null,null,null,null,null,null,null,null,59.948,59.816042570689838,59.95849153775788,59.948,null,59.948,0.9999993916627794,59.948,0.99862195680887167]
[null,null,null,null,null,null,null,null,null,null,null,null,null,null,null,null,null,null,null,null,null,null,null,null,null,null,null,null,null,null,null,null,null,null,null,null,null,null,null,null,null,null,null,null,null,null,null,null,null,null,null,null,null,59.948999999999998,59.816042570713265,59.958700592015198,59.948999999999998,null,59.948999999999998,0.99999939183965814,59.948999999999998,0.99862223201006606]
[null,null,null,null,null,null,null,null,null,null,null,null,null,null,null,null,null,null,null,null,null,null,null,null,null,null,null,null,null,null,null,null,null,null,null,null,null,null,null,null,null,null,null,null,null,null,null,null,null,null,null,null,null,59.95,59.816042570736684,59.958909461689466,59.95,null,59.95,0.99999939201648558,59.95,0.99862250715699885]
[null,null,null,null,null,null,null,null,null,null,null,null,null,null,null,null,null,null,null,null,null,null,null,null,null,null,null,null,null,null,null,null,null,null,null,null,null,null,null,null,null,null,null,null,null,null,null,null,null,null,null,null,null,59.951000000000001,59.816042570760096,59.959118146943645,59.951000000000001,null,59.951000000000001,0.99999939219326184,59.951000000000001,0.99862278224968049]
[null,null,null,null,null,null,null,null,null,null,null,null,null,null,null,null,null,null,null,null,null,null,null,null,null,null,null,null,null,null,null,null,null,null,null,null,null,null,null,null,null,null,null,null,null,null,null,null,null,null,null,null,null,59.951999999999998,59.816042570783502,59.959326647940578,59.951999999999998,null,59.951999999999998,0.99999939236998692,59.951999999999998,0.9986230572881214]
[null,null,null,null,null,null,null,null,null,null,null,null,null,null,null,null,null,null,null,null,null,null,null,null,null,null,null,null,null,null,null,null,null,null,null,null,null,null,null,null,null,null,null,null,null,null,null,null,null,null,null,null,null,59.953000000000003,59.816042570806893,59.959534964842952,59.953000000000003,null,59.953000000000003,0.9999993925466607,59.953000000000003,0.99862333227233235]
[null,null,null,null,null,null,null,null,null,null,null,null,null,null,null,null,null,null,null,null,null,null,null,null,null,null,null,null,null,null,null,null,null,null,null,null,null,null,null,null,null,null,null,null,null,null,null,null,null,null,null,null,null,59.954000000000001,59.816042570830284,59.959743097813309,59.954000000000001,null,59.954000000000001,0.99999939272328331,59.954000000000001,0.99862360720232368]
[null,null,null,null,null,null,null,null,null,null,null,null,null,null,null,null,null,null,null,null,null,null,null,null,null,null,null,null,null,null,null,null,null,null,null,null,null,null,null,null,null,null,null,null,null,null,null,null,null,null,null,null,null,59.954999999999998,59.816042570853668,59.959951047014059,59.954999999999998,null,59.954999999999998,0.99999939289985473,59.954999999999998,0.99862388207810604]
[null,null,null,null,null,null,null,null,null,null,null,null,null,null,null,null,null,null,null,null,null,null,null,null,null,null,null,null,null,null,null,null,null,null,null,null,null,null,null,null,null,null,null,null,null,null,null,null,null,null,null,null,null,59.956000000000003,59.816042570877045,59.960158812607446,59.956000000000003,null,59.956000000000003,0.99999939307637498,59.956000000000003,0.99862415689968975]
[null,null,null,null,null,null,null,null,null,null,null,null,null,null,null,null,null,null,null,null,null,null,null,null,null,null,null,null,null,null,null,null,null,null,null,null,null,null,null,null,null,null,null,null,null,null,null,null,null,null,null,null,null,59.957000000000001,59.816042570900414,59.960366394755596,59.957000000000001,null,59.957000000000001,0.99999939325284404,59.957000000000001,0.99862443166708548]
[null,null,null,null,null,null,null,null,null,null,null,null,null,null,null,null,null,null,null,null,null,null,null,null,null,null,null,null,null,null,null,null,null,null,null,null,null,null,null,null,null,null,null,null,null,null,null,null,null,null,null,null,null,59.957999999999998,59.816042570923777,59.960573793620476,59.957999999999998,null,59.957999999999998,0.99999939342926203,59.957999999999998,0.99862470638030376]
[null,null,null,null,null,null,null,null,null,null,null,null,null,null,null,null,null,null,null,null,null,null,null,null,null,null,null,null,null,null,null,null,null,null,null,null,null,null,null,null,null,null,null,null,null,null,null,null,null,null,null,null,null,59.959000000000003,59.816042570947133,59.960781009363913,59.959000000000003,null,59.959000000000003,0.99999939360562884,59.959000000000003,0.99862498103935504]
[null,null,null,null,null,null,null,null,null,null,null,null,null,null,null,null,null,null,null,null,null,null,null,null,null,null,null,null,null,null,null,null,null,null,null,null,null,null,null,null,null,null,null,null,null,null,null,null,null,null,null,null,null,59.96,59.816042570970474,59.960988042147598,59.96,null,59.96,0.99999939378194458,59.96,0.99862525564424987]
[null,null,null,null,null,null,null,null,null,null,null,null,null,null,null,null,null,null,null,null,null,null,null,null,null,null,null,null,null,null,null,null,null,null,null,null,null,null,null,null,null,null,null,null,null,null,null,null,null,null,null,null,null,59.960999999999999,59.816042570993815,59.961194892133072,59.960999999999999,null,59.960999999999999,0.99999939395820925,59.960999999999999,0.99862553019499867]
[null,null,null,null,null,null,null,null,null,null,null,null,null,null,null,null,null,null,null,null,null,null,null,null,null,null,null,null,null,null,null,null,null,null,null,null,null,null,null,null,null,null,null,null,null,null,null,null,null,null,null,null,null,59.962000000000003,59.816042571017149,59.961401559481736,59.962000000000003,null,59.962000000000003,0.99999939413442285,59.962000000000003,0.998625804691612]
[null,null,null,null,null,null,null,null,null,null,null,null,null,null,null,null,null,null,null,null,null,null,null,null,null,null,null,null,null,null,null,null,null,null,null,null,null,null,null,null,null,null,null,null,null,null,null,null,null,null,null,null,null,59.963000000000001,59.816042571040477,59.961608044354847,59.963000000000001,null,59.963000000000001,0.99999939431058538,59.963000000000001,0.99862607913410029]
[null,null,null,null,null,null,null,null,null,null,null,null,null,null,null,null,null,null,null,null,null,null,null,null,null,null,null,null,null,null,null,null,null,null,null,null,null,null,null,null,null,null,null,null,null,null,null,null,null,null,null,null,null,59.963999999999999,59.816042571063797,59.961814346913521,59.963999999999999,null,59.963999999999999,0.99999939448669684,59.963999999999999,0.9986263535224742]
[null,null,null,null,null,null,null,null,null,null,null,null,null,null,null,null,null,null,null,null,null,null,null,null,null,null,null,null,null,null,null,null,null,null,null,null,null,null,null,null,null,null,null,null,null,null,null,null,null,null,null,null,null,59.965000000000003,59.81604257108711,59.96202046731873,59.965000000000003,null,59.965000000000003,0.99999939466275722,59.965000000000003,0.99862662785674416]
[null,null,null,null,null,null,null,null,null,null,null,null,null,null,null,null,null,null,null,null,null,null,null,null,null,null,null,null,null,null,null,null,null,null,null,null,null,null,null,null,null,null,null,null,null,null,null,null,null,null,null,null,null,59.966000000000001,59.816042571110415,59.962226405731307,59.966000000000001,null,59.966000000000001,0.99999939483876665,59.966000000000001,0.99862690213692062]
[null,null,null,null,null,null,null,null,null,null,null,null,null,null,null,null,null,null,null,null,null,null,null,null,null,null,null,null,null,null,null,null,null,null,null,null,null,null,null,null,null,null,null,null,null,null,null,null,null,null,null,null,null,59.966999999999999,59.816042571133714,59.962432162311941,59.966999999999999,null,59.966999999999999,0.99999939501472501,59.966999999999999,0.99862717636301401]
[null,null,null,null,null,null,null,null,null,null,null,null,null,null,null,null,null,null,null,null,null,null,null,null,null,null,null,null,null,null,null,null,null,null,null,null,null,null,null,null,null,null,null,null,null,null,null,null,null,null,null,null,null,59.968000000000004,59.816042571156999,59.962637737221179,59.968000000000004,null,59.968000000000004,0.99999939519063241,59.968000000000004,0.99862745053503499]
[null,null,null,null,null,null,null,null,null,null,null,null,null,null,null,null,null,null,null,null,null,null,null,null,null,null,null,null,null,null,null,null,null,null,null,null,null,null,null,null,null,null,null,null,null,null,null,null,null,null,null,null,null,59.969000000000001,59.816042571180283,59.962843130619426,59.969000000000001,null,59.969000000000001,0.99999939536648885,59.969000000000001,0.99862772465299399]
[null,null,null,null,null,null,null,null,null,null,null,null,null,null,null,null,null,null,null,null,null,null,null,null,null,null,null,null,null,null,null,null,null,null,null,null,null,null,null,null,null,null,null,null,null,null,null,null,null,null,null,null,null,59.97,59.81604257120356,59.963048342666944,59.97,null,59.97,0.99999939554229433,59.97,0.99862799871690144]
[null,null,null,null,null,null,null,null,null,null,null,null,null,null,null,null,null,null,null,null,null,null,null,null,null,null,null,null,null,null,null,null,null,null,null,null,null,null,null,null,null,null,null,null,null,null,null,null,null,null,null,null,null,59.971000000000004,59.816042571226831,59.963253373523862,59.971000000000004,null,59.971000000000004,0.99999939571804886,59.971000000000004,0.99862827272676791]
[null,null,null,null,null,null,null,null,null,null,null,null,null,null,null,null,null,null,null,null,null,null,null,null,null,null,null,null,null,null,null,null,null,null,null,null,null,null,null,null,null,null,null,null,null,null,null,null,null,null,null,null,null,59.972000000000001,59.816042571250094,59.963458223350152,59.972000000000001,null,59.972000000000001,0.99999939589375253,59.972000000000001,0.99862854668260392]
[null,null,null,null,null,null,null,null,null,null,null,null,null,null,null,null,null,null,null,null,null,null,null,null,null,null,null,null,null,null,null,null,null,null,null,null,null,null,null,null,null,null,null,null,null,null,null,null,null,null,null,null,null,59.972999999999999,59.81604257127335,59.963662892305663,59.972999999999999,null,59.972999999999999,0.99999939606940513,59.972999999999999,0.99862882058441971]
[null,null,null,null,null,null,null,null,null,null,null,null,null,null,null,null,null,null,null,null,null,null,null,null,null,null,null,null,null,null,null,null,null,null,null,null,null,null,null,null,null,null,null,null,null,null,null,null,null,null,null,null,null,59.974000000000004,59.816042571296599,59.963867380550091,59.974000000000004,null,59.974000000000004,0.999999396245007,59.974000000000004,0.99862909443222603]
[null,null,null,null,null,null,null,null,null,null,null,null,null,null,null,null,null,null,null,null,null,null,null,null,null,null,null,null,null,null,null,null,null,null,null,null,null,null,null,null,null,null,null,null,null,null,null,null,null,null,null,null,null,59.975000000000001,59.816042571319841,59.964071688242981,59.975000000000001,null,59.975000000000001,0.99999939642055791,59.975000000000001,0.99862936822603321]
[null,null,null,null,null,null,null,null,null,null,null,null,null,null,null,null,null,null,null,null,null,null,null,null,null,null,null,null,null,null,null,null,null,null,null,null,null,null,null,null,null,null,null,null,null,null,null,null,null,null,null,null,null,59.975999999999999,59.816042571343075,59.964275815543772,59.975999999999999,null,59.975999999999999,0.99999939659605785,59.975999999999999,0.9986296419658518]
[null,null,null,null,null,null,null,null,null,null,null,null,null,null,null,null,null,null,null,null,null,null,null,null,null,null,null,null,null,null,null,null,null,null,null,null,null,null,null,null,null,null,null,null,null,null,null,null,null,null,null,null,null,59.977000000000004,59.816042571366303,59.964479762611724,59.977000000000004,null,59.977000000000004,0.99999939677150707,59.977000000000004,0.99862991565169223]
[null,null,null,null,null,null,null,null,null,null,null,null,null,null,null,null,null,null,null,null,null,null,null,null,null,null,null,null,null,null,null,null,null,null,null,null,null,null,null,null,null,null,null,null,null,null,null,null,null,null,null,null,null,59.978000000000002,59.816042571389524,59.964683529605978,59.978000000000002,null,59.978000000000002,0.99999939694690532,59.978000000000002,0.99863018928356495]
[null,null,null,null,null,null,null,null,null,null,null,null,null,null,null,null,null,null,null,null,null,null,null,null,null,null,null,null,null,null,null,null,null,null,null,null,null,null,null,null,null,null,null,null,null,null,null,null,null,null,null,null,null,59.978999999999999,59.816042571412737,59.964887116685524,59.978999999999999,null,59.978999999999999,0.99999939712225283,59.978999999999999,0.99863046286148049]
[null,null,null,null,null,null,null,null,null,null,null,null,null,null,null,null,null,null,null,null,null,null,null,null,null,null,null,null,null,null,null,null,null,null,null,null,null,null,null,null,null,null,null,null,null,null,null,null,null,null,null,null,null,59.980000000000004,59.816042571435936,59.96509052400922,59.980000000000004,null,59.980000000000004,0.9999993972975495,59.980000000000004,0.99863073638544941]
[null,null,null,null,null,null,null,null,null,null,null,null,null,null,null,null,null,null,null,null,null,null,null,null,null,null,null,null,null,null,null,null,null,null,null,null,null,null,null,null,null,null,null,null,null,null,null,null,null,null,null,null,null,59.981000000000002,59.816042571459136,59.965293751735786,59.981000000000002,null,59.981000000000002,0.99999939747279543,59.981000000000002,0.99863100985548192]
[null,null,null,null,null,null,null,null,null,null,null,null,null,null,null,null,null,null,null,null,null,null,null,null,null,null,null,null,null,null,null,null,null,null,null,null,null,null,null,null,null,null,null,null,null,null,null,null,null,null,null,null,null,59.981999999999999,59.816042571482328,59.965496800023786,59.981999999999999,null,59.981999999999999,0.99999939764799051,59.981999999999999,0.99863128327158868]
[null,null,null,null,null,null,null,null,null,null,null,null,null,null,null,null,null,null,null,null,null,null,null,null,null,null,null,null,null,null,null,null,null,null,null,null,null,null,null,null,null,null,null,null,null,null,null,null,null,null,null,null,null,59.983000000000004,59.816042571505513,59.965699669031665,59.983000000000004,null,59.983000000000004,0.99999939782313485,59.983000000000004,0.99863155663378012]
[null,null,null,null,null,null,null,null,null,null,null,null,null,null,null,null,null,null,null,null,null,null,null,null,null,null,null,null,null,null,null,null,null,null,null,null,null,null,null,null,null,null,null,null,null,null,null,null,null,null,null,null,null,59.984000000000002,59.816042571528691,59.965902358917702,59.984000000000002,null,59.984000000000002,0.99999939799822846,59.984000000000002,0.99863182994206667]
[null,null,null,null,null,null,null,null,null,null,null,null,null,null,null,null,null,null,null,null,null,null,null,null,null,null,null,null,null,null,null,null,null,null,null,null,null,null,null,null,null,null,null,null,null,null,null,null,null,null,null,null,null,59.984999999999999,59.816042571551861,59.966104869840066,59.984999999999999,null,59.984999999999999,0.99999939817327121,59.984999999999999,0.99863210319645879]
[null,null,null,null,null,null,null,null,null,null,null,null,null,null,null,null,null,null,null,null,null,null,null,null,null,null,null,null,null,null,null,null,null,null,null,null,null,null,null,null,null,null,null,null,null,null,null,null,null,null,null,null,null,59.986000000000004,59.816042571575025,59.966307201956766,59.986000000000004,null,59.986000000000004,0.99999939834826335,59.986000000000004,0.99863237639696689]
[null,null,null,null,null,null,null,null,null,null,null,null,null,null,null,null,null,null,null,null,null,null,null,null,null,null,null,null,null,null,null,null,null,null,null,null,null,null,null,null,null,null,null,null,null,null,null,null,null,null,null,null,null,59.987000000000002,59.816042571598182,59.966509355425671,59.987000000000002,null,59.987000000000002,0.99999939852320474,59.987000000000002,0.99863264954360165]
[null,null,null,null,null,null,null,null,null,null,null,null,null,null,null,null,null,null,null,null,null,null,null,null,null,null,null,null,null,null,null,null,null,null,null,null,null,null,null,null,null,null,null,null,null,null,null,null,null,null,null,null,null,59.988,59.816042571621331,59.966711330404529,59.988,null,59.988,0.99999939869809551,59.988,0.99863292263637315]
[null,null,null,null,null,null,null,null,null,null,null,null,null,null,null,null,null,null,null,null,null,null,null,null,null,null,null,null,null,null,null,null,null,null,null,null,null,null,null,null,null,null,null,null,null,null,null,null,null,null,null,null,null,59.989000000000004,59.816042571644473,59.96691312705093,59.989000000000004,null,59.989000000000004,0.99999939887293554,59.989000000000004,0.99863319567529218]
[null,null,null,null,null,null,null,null,null,null,null,null,null,null,null,null,null,null,null,null,null,null,null,null,null,null,null,null,null,null,null,null,null,null,null,null,null,null,null,null,null,null,null,null,null,null,null,null,null,null,null,null,null,59.99,59.816042571667616,59.967114745522331,59.99,null,59.99,0.99999939904772484,59.99,0.99863346866036906]
[null,null,null,null,null,null,null,null,null,null,null,null,null,null,null,null,null,null,null,null,null,null,null,null,null,null,null,null,null,null,null,null,null,null,null,null,null,null,null,null,null,null,null,null,null,null,null,null,null,null,null,null,null,59.991,59.816042571690744,59.967316185976053,59.991,null,59.991,0.9999993992224635,59.991,0.99863374159161422]
[null,null,null,null,null,null,null,null,null,null,null,null,null,null,null,null,null,null,null,null,null,null,null,null,null,null,null,null,null,null,null,null,null,null,null,null,null,null,null,null,null,null,null,null,null,null,null,null,null,null,null,null,null,59.992000000000004,59.816042571713865,59.967517448569275,59.992000000000004,null,59.992000000000004,0.99999939939715166,59.992000000000004,0.99863401446903799]
[null,null,null,null,null,null,null,null,null,null,null,null,null,null,null,null,null,null,null,null,null,null,null,null,null,null,null,null,null,null,null,null,null,null,null,null,null,null,null,null,null,null,null,null,null,null,null,null,null,null,null,null,null,59.993000000000002,59.816042571736979,59.967718533459035,59.993000000000002,null,59.993000000000002,0.99999939957178907,59.993000000000002,0.99863428729265113]
[null,null,null,null,null,null,null,null,null,null,null,null,null,null,null,null,null,null,null,null,null,null,null,null,null,null,null,null,null,null,null,null,null,null,null,null,null,null,null,null,null,null,null,null,null,null,null,null,null,null,null,null,null,59.994,59.816042571760086,59.967919440802241,59.994,null,59.994,0.99999939974637586,59.994,0.99863456006246376]
[null,null,null,null,null,null,null,null,null,null,null,null,null,null,null,null,null,null,null,null,null,null,null,null,null,null,null,null,null,null,null,null,null,null,null,null,null,null,null,null,null,null,null,null,null,null,null,null,null,null,null,null,null,59.995000000000005,59.816042571783186,59.968120170755647,59.995000000000005,null,59.995000000000005,0.99999939992091214,59.995000000000005,0.99863483277848653]
[null,null,null,null,null,null,null,null,null,null,null,null,null,null,null,null,null,null,null,null,null,null,null,null,null,null,null,null,null,null,null,null,null,null,null,null,null,null,null,null,null,null,null,null,null,null,null,null,null,null,null,null,null,59.996000000000002,59.816042571806278,59.968320723475884,59.996000000000002,null,59.996000000000002,0.99999940009539778,59.996000000000002,0.99863510544072975]
[null,null,null,null,null,null,null,null,null,null,null,null,null,null,null,null,null,null,null,null,null,null,null,null,null,null,null,null,null,null,null,null,null,null,null,null,null,null,null,null,null,null,null,null,null,null,null,null,null,null,null,null,null,59.997,59.816042571829364,59.968521099119442,59.997,null,59.997,0.99999940026983292,59.997,0.99863537804920388]
[null,null,null,null,null,null,null,null,null,null,null,null,null,null,null,null,null,null,null,null,null,null,null,null,null,null,null,null,null,null,null,null,null,null,null,null,null,null,null,null,null,null,null,null,null,null,null,null,null,null,null,null,null,59.998000000000005,59.816042571852442,59.968721297842663,59.998000000000005,null,59.998000000000005,0.99999940044421742,59.998000000000005,0.99863565060391934]
[null,null,null,null,null,null,null,null,null,null,null,null,null,null,null,null,null,null,null,null,null,null,null,null,null,null,null,null,null,null,null,null,null,null,null,null,null,null,null,null,null,null,null,null,null,null,null,null,null,null,null,null,null,59.999000000000002,59.816042571875521,59.968921319801765,59.999000000000002,null,59.999000000000002,0.99999940061855142,59.999000000000002,0.99863592310488669]
[null,null,null,null,null,null,null,null,null,null,null,null,null,null,null,null,null,null,null,null,null,null,null,null,null,null,null,null,null,null,null,null,null,null,null,null,null,null,null,null,null,null,null,null,null,null,null,null,null,null,null,null,null,60,59.816042571898585,59.969121165152814,60,null,60,0.99999940079283489,60,0.99863619555211625]

{"sheet":"Synthetic Inertia Response","index":2,"n_rows":60009,"n_cols":27,"rows_kept":4500,"cut":true,"hidden":false,"merged":[],"bounds":{"rows_first":2000,"rows_last":500,"rows_between":2000,"halvings":0}}
[null,null,null,null,null,null,null,null,null,null,null,null,null,null,null,null,null,null,null,null,null,null,null,null,null,1010]
[null,"P0",null,{"$f":"PzeroPlusNo","v":34606.107261996403},null,null,null,null,null,null,null,null,"80/1010",null,null,{"$f":"(80*11748)/1010","v":930.53465346534654}]
[null,"Wind Generation",null,{"$f":"WindGeneration","v":0},null,null,null,null,null,null,null,null,{"$f":"80/1010","v":7.9207920792079209E-2},null,null,null,null,null,null,null,null,null,null,null,null,"peak (pu)",{"$f":"77/110","v":0.7}]
[]
[null,null,null,null,null,null,null,null,null,null,null,null,null,null,null,null,null,null,null,null,null,"in pu of",null,null,null,"Nadir",{"$f":"65/1010","v":6.4356435643564358E-2}]
[null,null,null,null,null,null,null,null,null,null,null,null,null,null,null,null,null,null,null,null,null,"wind generation"]
[]
[null,"Time","Base","WhatIf",null,null,null,null,null,null,null,null,null,null,null,null,null,null,null,"Time","Base","WhatIf"]
[null,0,0,0,null,null,null,null,null,null,null,null,null,null,null,null,null,null,null,0,0,{"$f":"D9/$D$3","v":{"$error":"#DIV/0!"}}]
[null,1E-3,0,0,null,null,null,null,null,null,null,null,null,null,null,null,null,null,null,1E-3,0,{"$f":"D10/$D$3","v":{"$error":"#DIV/0!"}}]
[null,2E-3,0,0,null,null,null,null,null,null,null,null,null,null,null,null,null,null,null,2E-3,0,{"$error":"#DIV/0!"}]
[null,3.0000000000000001E-3,0,0,null,null,null,null,null,null,null,null,null,null,null,null,null,null,null,3.0000000000000001E-3,0,{"$error":"#DIV/0!"}]
[null,4.0000000000000001E-3,0,0,null,null,null,null,null,null,null,null,null,null,null,null,null,null,null,4.0000000000000001E-3,0,{"$error":"#DIV/0!"}]
[null,5.0000000000000001E-3,0,0,null,null,null,null,null,null,null,null,null,null,null,null,null,null,null,5.0000000000000001E-3,0,{"$error":"#DIV/0!"}]
[null,6.0000000000000001E-3,0,0,null,null,null,null,null,null,null,null,null,null,null,null,null,null,null,6.0000000000000001E-3,0,{"$error":"#DIV/0!"}]
[null,7.0000000000000001E-3,0,0,null,null,null,null,null,null,null,null,null,null,null,null,null,null,null,7.0000000000000001E-3,0,{"$error":"#DIV/0!"}]
[null,8.0000000000000002E-3,0,0,null,null,null,null,null,null,null,null,null,null,null,null,null,null,null,8.0000000000000002E-3,0,{"$error":"#DIV/0!"}]
[null,9.0000000000000011E-3,0,0,null,null,null,null,null,null,null,null,null,null,null,null,null,null,null,9.0000000000000011E-3,0,{"$error":"#DIV/0!"}]
[null,0.01,0,0,null,null,null,null,null,null,null,null,null,null,null,null,null,null,null,0.01,0,{"$error":"#DIV/0!"}]
[null,1.0999999999999999E-2,0,0,null,null,null,null,null,null,null,null,null,null,null,null,null,null,null,1.0999999999999999E-2,0,{"$error":"#DIV/0!"}]
[null,1.2E-2,0,0,null,null,null,null,null,null,null,null,null,null,null,null,null,null,null,1.2E-2,0,{"$error":"#DIV/0!"}]
[null,1.3000000000000001E-2,0,0,null,null,null,null,null,null,null,null,null,null,null,null,null,null,null,1.3000000000000001E-2,0,{"$error":"#DIV/0!"}]
[null,1.4E-2,0,0,null,null,null,null,null,null,null,null,null,null,null,null,null,null,null,1.4E-2,0,{"$error":"#DIV/0!"}]
[null,1.4999999999999999E-2,0,0,null,null,null,null,null,null,null,null,null,null,null,null,null,null,null,1.4999999999999999E-2,0,{"$error":"#DIV/0!"}]
[null,1.6E-2,0,0,null,null,null,null,null,null,null,null,null,null,null,null,null,null,null,1.6E-2,0,{"$error":"#DIV/0!"}]
[null,1.7000000000000001E-2,0,0,null,null,null,null,null,null,null,null,null,null,null,null,null,null,null,1.7000000000000001E-2,0,{"$error":"#DIV/0!"}]
[null,1.8000000000000002E-2,0,0,null,null,null,null,null,null,null,null,null,null,null,null,null,null,null,1.8000000000000002E-2,0,{"$error":"#DIV/0!"}]
[null,1.9E-2,0,0,null,null,null,null,null,null,null,null,null,null,null,null,null,null,null,1.9E-2,0,{"$error":"#DIV/0!"}]
[null,0.02,0,0,null,null,null,null,null,null,null,null,null,null,null,null,null,null,null,0.02,0,{"$error":"#DIV/0!"}]
[null,2.1000000000000001E-2,0,0,null,null,null,null,null,null,null,null,null,null,null,null,null,null,null,2.1000000000000001E-2,0,{"$error":"#DIV/0!"}]
[null,2.1999999999999999E-2,0,0,null,null,null,null,null,null,null,null,null,null,null,null,null,null,null,2.1999999999999999E-2,0,{"$error":"#DIV/0!"}]
[null,2.3E-2,0,0,null,null,null,null,null,null,null,null,null,null,null,null,null,null,null,2.3E-2,0,{"$error":"#DIV/0!"}]
[null,2.4E-2,0,0,null,null,null,null,null,null,null,null,null,null,null,null,null,null,null,2.4E-2,0,{"$error":"#DIV/0!"}]
[null,2.5000000000000001E-2,0,0,null,null,null,null,null,null,null,null,null,null,null,null,null,null,null,2.5000000000000001E-2,0,{"$error":"#DIV/0!"}]
[null,2.6000000000000002E-2,0,0,null,null,null,null,null,null,null,null,null,null,null,null,null,null,null,2.6000000000000002E-2,0,{"$error":"#DIV/0!"}]
[null,2.7E-2,0,0,null,null,null,null,null,null,null,null,null,null,null,null,null,null,null,2.7E-2,0,{"$error":"#DIV/0!"}]
[null,2.8000000000000001E-2,0,0,null,null,null,null,null,null,null,null,null,null,null,null,null,null,null,2.8000000000000001E-2,0,{"$error":"#DIV/0!"}]
[null,2.9000000000000001E-2,0,0,null,null,null,null,null,null,null,null,null,null,null,null,null,null,null,2.9000000000000001E-2,0,{"$error":"#DIV/0!"}]
[null,0.03,0,0,null,null,null,null,null,null,null,null,null,null,null,null,null,null,null,0.03,0,{"$error":"#DIV/0!"}]
[null,3.1E-2,0,0,null,null,null,null,null,null,null,null,null,null,null,null,null,null,null,3.1E-2,0,{"$error":"#DIV/0!"}]
[null,3.2000000000000001E-2,0,0,null,null,null,null,null,null,null,null,null,null,null,null,null,null,null,3.2000000000000001E-2,0,{"$error":"#DIV/0!"}]
[null,3.3000000000000002E-2,0,0,null,null,null,null,null,null,null,null,null,null,null,null,null,null,null,3.3000000000000002E-2,0,{"$error":"#DIV/0!"}]
[null,3.4000000000000002E-2,0,0,null,null,null,null,null,null,null,null,null,null,null,null,null,null,null,3.4000000000000002E-2,0,{"$error":"#DIV/0!"}]
[null,3.5000000000000003E-2,0,0,null,null,null,null,null,null,null,null,null,null,null,null,null,null,null,3.5000000000000003E-2,0,{"$error":"#DIV/0!"}]
[null,3.6000000000000004E-2,0,0,null,null,null,null,null,null,null,null,null,null,null,null,null,null,null,3.6000000000000004E-2,0,{"$error":"#DIV/0!"}]
[null,3.6999999999999998E-2,0,0,null,null,null,null,null,null,null,null,null,null,null,null,null,null,null,3.6999999999999998E-2,0,{"$error":"#DIV/0!"}]
[null,3.7999999999999999E-2,0,0,null,null,null,null,null,null,null,null,null,null,null,null,null,null,null,3.7999999999999999E-2,0,{"$error":"#DIV/0!"}]
[null,3.9E-2,0,0,null,null,null,null,null,null,null,null,null,null,null,null,null,null,null,3.9E-2,0,{"$error":"#DIV/0!"}]
[null,0.04,0,0,null,null,null,null,null,null,null,null,null,null,null,null,null,null,null,0.04,0,{"$error":"#DIV/0!"}]
[null,4.1000000000000002E-2,0,0,null,null,null,null,null,null,null,null,null,null,null,null,null,null,null,4.1000000000000002E-2,0,{"$error":"#DIV/0!"}]
[null,4.2000000000000003E-2,0,0,null,null,null,null,null,null,null,null,null,null,null,null,null,null,null,4.2000000000000003E-2,0,{"$error":"#DIV/0!"}]
[null,4.3000000000000003E-2,0,0,null,null,null,null,null,null,null,null,null,null,null,null,null,null,null,4.3000000000000003E-2,0,{"$error":"#DIV/0!"}]
[null,4.3999999999999997E-2,0,0,null,null,null,null,null,null,null,null,null,null,null,null,null,null,null,4.3999999999999997E-2,0,{"$error":"#DIV/0!"}]
[null,4.4999999999999998E-2,0,0,null,null,null,null,null,null,null,null,null,null,null,null,null,null,null,4.4999999999999998E-2,0,{"$error":"#DIV/0!"}]
[null,4.5999999999999999E-2,0,0,null,null,null,null,null,null,null,null,null,null,null,null,null,null,null,4.5999999999999999E-2,0,{"$error":"#DIV/0!"}]
[null,4.7E-2,0,0,null,null,null,null,null,null,null,null,null,null,null,null,null,null,null,4.7E-2,0,{"$error":"#DIV/0!"}]
[null,4.8000000000000001E-2,0,0,null,null,null,null,null,null,null,null,null,null,null,null,null,null,null,4.8000000000000001E-2,0,{"$error":"#DIV/0!"}]
[null,4.9000000000000002E-2,0,0,null,null,null,null,null,null,null,null,null,null,null,null,null,null,null,4.9000000000000002E-2,0,{"$error":"#DIV/0!"}]
[null,0.05,0,0,null,null,null,null,null,null,null,null,null,null,null,null,null,null,null,0.05,0,{"$error":"#DIV/0!"}]
[null,5.1000000000000004E-2,0,0,null,null,null,null,null,null,null,null,null,null,null,null,null,null,null,5.1000000000000004E-2,0,{"$error":"#DIV/0!"}]
[null,5.2000000000000005E-2,0,0,null,null,null,null,null,null,null,null,null,null,null,null,null,null,null,5.2000000000000005E-2,0,{"$error":"#DIV/0!"}]
[null,5.2999999999999999E-2,0,0,null,null,null,null,null,null,null,null,null,null,null,null,null,null,null,5.2999999999999999E-2,0,{"$error":"#DIV/0!"}]
[null,5.3999999999999999E-2,0,0,null,null,null,null,null,null,null,null,null,null,null,null,null,null,null,5.3999999999999999E-2,0,{"$error":"#DIV/0!"}]
[null,5.5E-2,0,0,null,null,null,null,null,null,null,null,null,null,null,null,null,null,null,5.5E-2,0,{"$error":"#DIV/0!"}]
[null,5.6000000000000001E-2,0,0,null,null,null,null,null,null,null,null,null,null,null,null,null,null,null,5.6000000000000001E-2,0,{"$error":"#DIV/0!"}]
[null,5.7000000000000002E-2,0,0,null,null,null,null,null,null,null,null,null,null,null,null,null,null,null,5.7000000000000002E-2,0,{"$error":"#DIV/0!"}]
[null,5.8000000000000003E-2,0,0,null,null,null,null,null,null,null,null,null,null,null,null,null,null,null,5.8000000000000003E-2,0,{"$error":"#DIV/0!"}]
[null,5.9000000000000004E-2,0,0,null,null,null,null,null,null,null,null,null,null,null,null,null,null,null,5.9000000000000004E-2,0,{"$error":"#DIV/0!"}]
[null,0.06,0,0,null,null,null,null,null,null,null,null,null,null,null,null,null,null,null,0.06,0,{"$error":"#DIV/0!"}]
[null,6.0999999999999999E-2,0,0,null,null,null,null,null,null,null,null,null,null,null,null,null,null,null,6.0999999999999999E-2,0,{"$error":"#DIV/0!"}]
[null,6.2E-2,0,0,null,null,null,null,null,null,null,null,null,null,null,null,null,null,null,6.2E-2,0,{"$error":"#DIV/0!"}]
[null,6.3E-2,0,0,null,null,null,null,null,null,null,null,null,null,null,null,null,null,null,6.3E-2,0,{"$error":"#DIV/0!"}]
[null,6.4000000000000001E-2,0,0,null,null,null,null,null,null,null,null,null,null,null,null,null,null,null,6.4000000000000001E-2,0,{"$error":"#DIV/0!"}]
[null,6.5000000000000002E-2,0,0,null,null,null,null,null,null,null,null,null,null,null,null,null,null,null,6.5000000000000002E-2,0,{"$f":"D74/$D$3","v":{"$error":"#DIV/0!"}}]
[null,6.6000000000000003E-2,0,0,null,null,null,null,null,null,null,null,null,null,null,null,null,null,null,6.6000000000000003E-2,0,{"$error":"#DIV/0!"}]
[null,6.7000000000000004E-2,0,0,null,null,null,null,null,null,null,null,null,null,null,null,null,null,null,6.7000000000000004E-2,0,{"$error":"#DIV/0!"}]
[null,6.8000000000000005E-2,0,0,null,null,null,null,null,null,null,null,null,null,null,null,null,null,null,6.8000000000000005E-2,0,{"$error":"#DIV/0!"}]
[null,6.9000000000000006E-2,0,0,null,null,null,null,null,null,null,null,null,null,null,null,null,null,null,6.9000000000000006E-2,0,{"$error":"#DIV/0!"}]
[null,7.0000000000000007E-2,0,0,null,null,null,null,null,null,null,null,null,null,null,null,null,null,null,7.0000000000000007E-2,0,{"$error":"#DIV/0!"}]
[null,7.1000000000000008E-2,0,0,null,null,null,null,null,null,null,null,null,null,null,null,null,null,null,7.1000000000000008E-2,0,{"$error":"#DIV/0!"}]
[null,7.2000000000000008E-2,0,0,null,null,null,null,null,null,null,null,null,null,null,null,null,null,null,7.2000000000000008E-2,0,{"$error":"#DIV/0!"}]
[null,7.2999999999999995E-2,0,0,null,null,null,null,null,null,null,null,null,null,null,null,null,null,null,7.2999999999999995E-2,0,{"$error":"#DIV/0!"}]
[null,7.3999999999999996E-2,0,0,null,null,null,null,null,null,null,null,null,null,null,null,null,null,null,7.3999999999999996E-2,0,{"$error":"#DIV/0!"}]
[null,7.4999999999999997E-2,0,0,null,null,null,null,null,null,null,null,null,null,null,null,null,null,null,7.4999999999999997E-2,0,{"$error":"#DIV/0!"}]
[null,7.5999999999999998E-2,0,0,null,null,null,null,null,null,null,null,null,null,null,null,null,null,null,7.5999999999999998E-2,0,{"$error":"#DIV/0!"}]
[null,7.6999999999999999E-2,0,0,null,null,null,null,null,null,null,null,null,null,null,null,null,null,null,7.6999999999999999E-2,0,{"$error":"#DIV/0!"}]
[null,7.8E-2,0,0,null,null,null,null,null,null,null,null,null,null,null,null,null,null,null,7.8E-2,0,{"$error":"#DIV/0!"}]
[null,7.9000000000000001E-2,0,0,null,null,null,null,null,null,null,null,null,null,null,null,null,null,null,7.9000000000000001E-2,0,{"$error":"#DIV/0!"}]
[null,0.08,0,0,null,null,null,null,null,null,null,null,null,null,null,null,null,null,null,0.08,0,{"$error":"#DIV/0!"}]
[null,8.1000000000000003E-2,0,0,null,null,null,null,null,null,null,null,null,null,null,null,null,null,null,8.1000000000000003E-2,0,{"$error":"#DIV/0!"}]
[null,8.2000000000000003E-2,0,0,null,null,null,null,null,null,null,null,null,null,null,null,null,null,null,8.2000000000000003E-2,0,{"$error":"#DIV/0!"}]
[null,8.3000000000000004E-2,0,0,null,null,null,null,null,null,null,null,null,null,null,null,null,null,null,8.3000000000000004E-2,0,{"$error":"#DIV/0!"}]
[null,8.4000000000000005E-2,0,0,null,null,null,null,null,null,null,null,null,null,null,null,null,null,null,8.4000000000000005E-2,0,{"$error":"#DIV/0!"}]
[null,8.5000000000000006E-2,0,0,null,null,null,null,null,null,null,null,null,null,null,null,null,null,null,8.5000000000000006E-2,0,{"$error":"#DIV/0!"}]
[null,8.6000000000000007E-2,0,0,null,null,null,null,null,null,null,null,null,null,null,null,null,null,null,8.6000000000000007E-2,0,{"$error":"#DIV/0!"}]
[null,8.7000000000000008E-2,0,0,null,null,null,null,null,null,null,null,null,null,null,null,null,null,null,8.7000000000000008E-2,0,{"$error":"#DIV/0!"}]
[null,8.7999999999999995E-2,0,0,null,null,null,null,null,null,null,null,null,null,null,null,null,null,null,8.7999999999999995E-2,0,{"$error":"#DIV/0!"}]
[null,8.8999999999999996E-2,0,0,null,null,null,null,null,null,null,null,null,null,null,null,null,null,null,8.8999999999999996E-2,0,{"$error":"#DIV/0!"}]
[null,0.09,0,0,null,null,null,null,null,null,null,null,null,null,null,null,null,null,null,0.09,0,{"$error":"#DIV/0!"}]
[null,9.0999999999999998E-2,0,0,null,null,null,null,null,null,null,null,null,null,null,null,null,null,null,9.0999999999999998E-2,0,{"$error":"#DIV/0!"}]
[null,9.1999999999999998E-2,0,0,null,null,null,null,null,null,null,null,null,null,null,null,null,null,null,9.1999999999999998E-2,0,{"$error":"#DIV/0!"}]
[null,9.2999999999999999E-2,0,0,null,null,null,null,null,null,null,null,null,null,null,null,null,null,null,9.2999999999999999E-2,0,{"$error":"#DIV/0!"}]
[null,9.4E-2,0,0,null,null,null,null,null,null,null,null,null,null,null,null,null,null,null,9.4E-2,0,{"$error":"#DIV/0!"}]
[null,9.5000000000000001E-2,0,0,null,null,null,null,null,null,null,null,null,null,null,null,null,null,null,9.5000000000000001E-2,0,{"$error":"#DIV/0!"}]
[null,9.6000000000000002E-2,0,0,null,null,null,null,null,null,null,null,null,null,null,null,null,null,null,9.6000000000000002E-2,0,{"$error":"#DIV/0!"}]
[null,9.7000000000000003E-2,0,0,null,null,null,null,null,null,null,null,null,null,null,null,null,null,null,9.7000000000000003E-2,0,{"$error":"#DIV/0!"}]
[null,9.8000000000000004E-2,0,0,null,null,null,null,null,null,null,null,null,null,null,null,null,null,null,9.8000000000000004E-2,0,{"$error":"#DIV/0!"}]
[null,9.9000000000000005E-2,0,0,null,null,null,null,null,null,null,null,null,null,null,null,null,null,null,9.9000000000000005E-2,0,{"$error":"#DIV/0!"}]
[null,0.1,0,0,null,null,null,null,null,null,null,null,null,null,null,null,null,null,null,0.1,0,{"$error":"#DIV/0!"}]
[null,0.10100000000000001,0,0,null,null,null,null,null,null,null,null,null,null,null,null,null,null,null,0.10100000000000001,0,{"$error":"#DIV/0!"}]
[null,0.10200000000000001,0,0,null,null,null,null,null,null,null,null,null,null,null,null,null,null,null,0.10200000000000001,0,{"$error":"#DIV/0!"}]
[null,0.10300000000000001,0,0,null,null,null,null,null,null,null,null,null,null,null,null,null,null,null,0.10300000000000001,0,{"$error":"#DIV/0!"}]
[null,0.10400000000000001,0,0,null,null,null,null,null,null,null,null,null,null,null,null,null,null,null,0.10400000000000001,0,{"$error":"#DIV/0!"}]
[null,0.105,0,0,null,null,null,null,null,null,null,null,null,null,null,null,null,null,null,0.105,0,{"$error":"#DIV/0!"}]
[null,0.106,0,0,null,null,null,null,null,null,null,null,null,null,null,null,null,null,null,0.106,0,{"$error":"#DIV/0!"}]
[null,0.107,0,0,null,null,null,null,null,null,null,null,null,null,null,null,null,null,null,0.107,0,{"$error":"#DIV/0!"}]
[null,0.108,0,0,null,null,null,null,null,null,null,null,null,null,null,null,null,null,null,0.108,0,{"$error":"#DIV/0!"}]
[null,0.109,0,0,null,null,null,null,null,null,null,null,null,null,null,null,null,null,null,0.109,0,{"$error":"#DIV/0!"}]
[null,0.11,0,0,null,null,null,null,null,null,null,null,null,null,null,null,null,null,null,0.11,0,{"$error":"#DIV/0!"}]
[null,0.111,0,0,null,null,null,null,null,null,null,null,null,null,null,null,null,null,null,0.111,0,{"$error":"#DIV/0!"}]
[null,0.112,0,0,null,null,null,null,null,null,null,null,null,null,null,null,null,null,null,0.112,0,{"$error":"#DIV/0!"}]
[null,0.113,0,0,null,null,null,null,null,null,null,null,null,null,null,null,null,null,null,0.113,0,{"$error":"#DIV/0!"}]
[null,0.114,0,0,null,null,null,null,null,null,null,null,null,null,null,null,null,null,null,0.114,0,{"$error":"#DIV/0!"}]
[null,0.115,0,0,null,null,null,null,null,null,null,null,null,null,null,null,null,null,null,0.115,0,{"$error":"#DIV/0!"}]
[null,0.11600000000000001,0,0,null,null,null,null,null,null,null,null,null,null,null,null,null,null,null,0.11600000000000001,0,{"$error":"#DIV/0!"}]
[null,0.11700000000000001,0,0,null,null,null,null,null,null,null,null,null,null,null,null,null,null,null,0.11700000000000001,0,{"$error":"#DIV/0!"}]
[null,0.11800000000000001,0,0,null,null,null,null,null,null,null,null,null,null,null,null,null,null,null,0.11800000000000001,0,{"$error":"#DIV/0!"}]
[null,0.11900000000000001,0,0,null,null,null,null,null,null,null,null,null,null,null,null,null,null,null,0.11900000000000001,0,{"$error":"#DIV/0!"}]
[null,0.12,0,0,null,null,null,null,null,null,null,null,null,null,null,null,null,null,null,0.12,0,{"$error":"#DIV/0!"}]
[null,0.121,0,0,null,null,null,null,null,null,null,null,null,null,null,null,null,null,null,0.121,0,{"$error":"#DIV/0!"}]
[null,0.122,0,0,null,null,null,null,null,null,null,null,null,null,null,null,null,null,null,0.122,0,{"$error":"#DIV/0!"}]
[null,0.123,0,0,null,null,null,null,null,null,null,null,null,null,null,null,null,null,null,0.123,0,{"$error":"#DIV/0!"}]
[null,0.124,0,0,null,null,null,null,null,null,null,null,null,null,null,null,null,null,null,0.124,0,{"$error":"#DIV/0!"}]
[null,0.125,0,0,null,null,null,null,null,null,null,null,null,null,null,null,null,null,null,0.125,0,{"$error":"#DIV/0!"}]
[null,0.126,0,0,null,null,null,null,null,null,null,null,null,null,null,null,null,null,null,0.126,0,{"$error":"#DIV/0!"}]
[null,0.127,0,0,null,null,null,null,null,null,null,null,null,null,null,null,null,null,null,0.127,0,{"$error":"#DIV/0!"}]
[null,0.128,0,0,null,null,null,null,null,null,null,null,null,null,null,null,null,null,null,0.128,0,{"$error":"#DIV/0!"}]
[null,0.129,0,0,null,null,null,null,null,null,null,null,null,null,null,null,null,null,null,0.129,0,{"$f":"D138/$D$3","v":{"$error":"#DIV/0!"}}]
[null,0.13,0,0,null,null,null,null,null,null,null,null,null,null,null,null,null,null,null,0.13,0,{"$error":"#DIV/0!"}]
[null,0.13100000000000001,0,0,null,null,null,null,null,null,null,null,null,null,null,null,null,null,null,0.13100000000000001,0,{"$error":"#DIV/0!"}]
[null,0.13200000000000001,0,0,null,null,null,null,null,null,null,null,null,null,null,null,null,null,null,0.13200000000000001,0,{"$error":"#DIV/0!"}]
[null,0.13300000000000001,0,0,null,null,null,null,null,null,null,null,null,null,null,null,null,null,null,0.13300000000000001,0,{"$error":"#DIV/0!"}]
[null,0.13400000000000001,0,0,null,null,null,null,null,null,null,null,null,null,null,null,null,null,null,0.13400000000000001,0,{"$error":"#DIV/0!"}]
[null,0.13500000000000001,0,0,null,null,null,null,null,null,null,null,null,null,null,null,null,null,null,0.13500000000000001,0,{"$error":"#DIV/0!"}]
[null,0.13600000000000001,0,0,null,null,null,null,null,null,null,null,null,null,null,null,null,null,null,0.13600000000000001,0,{"$error":"#DIV/0!"}]
[null,0.13700000000000001,0,0,null,null,null,null,null,null,null,null,null,null,null,null,null,null,null,0.13700000000000001,0,{"$error":"#DIV/0!"}]
[null,0.13800000000000001,0,0,null,null,null,null,null,null,null,null,null,null,null,null,null,null,null,0.13800000000000001,0,{"$error":"#DIV/0!"}]
[null,0.13900000000000001,0,0,null,null,null,null,null,null,null,null,null,null,null,null,null,null,null,0.13900000000000001,0,{"$error":"#DIV/0!"}]
[null,0.14000000000000001,0,0,null,null,null,null,null,null,null,null,null,null,null,null,null,null,null,0.14000000000000001,0,{"$error":"#DIV/0!"}]
[null,0.14100000000000001,0,0,null,null,null,null,null,null,null,null,null,null,null,null,null,null,null,0.14100000000000001,0,{"$error":"#DIV/0!"}]
[null,0.14200000000000002,0,0,null,null,null,null,null,null,null,null,null,null,null,null,null,null,null,0.14200000000000002,0,{"$error":"#DIV/0!"}]
[null,0.14300000000000002,0,0,null,null,null,null,null,null,null,null,null,null,null,null,null,null,null,0.14300000000000002,0,{"$error":"#DIV/0!"}]
[null,0.14400000000000002,0,0,null,null,null,null,null,null,null,null,null,null,null,null,null,null,null,0.14400000000000002,0,{"$error":"#DIV/0!"}]
[null,0.14499999999999999,0,0,null,null,null,null,null,null,null,null,null,null,null,null,null,null,null,0.14499999999999999,0,{"$error":"#DIV/0!"}]
[null,0.14599999999999999,0,0,null,null,null,null,null,null,null,null,null,null,null,null,null,null,null,0.14599999999999999,0,{"$error":"#DIV/0!"}]
[null,0.14699999999999999,0,0,null,null,null,null,null,null,null,null,null,null,null,null,null,null,null,0.14699999999999999,0,{"$error":"#DIV/0!"}]
[null,0.14799999999999999,0,0,null,null,null,null,null,null,null,null,null,null,null,null,null,null,null,0.14799999999999999,0,{"$error":"#DIV/0!"}]
[null,0.14899999999999999,0,0,null,null,null,null,null,null,null,null,null,null,null,null,null,null,null,0.14899999999999999,0,{"$error":"#DIV/0!"}]
[null,0.15,0,0,null,null,null,null,null,null,null,null,null,null,null,null,null,null,null,0.15,0,{"$error":"#DIV/0!"}]
[null,0.151,0,0,null,null,null,null,null,null,null,null,null,null,null,null,null,null,null,0.151,0,{"$error":"#DIV/0!"}]
[null,0.152,0,0,null,null,null,null,null,null,null,null,null,null,null,null,null,null,null,0.152,0,{"$error":"#DIV/0!"}]
[null,0.153,0,0,null,null,null,null,null,null,null,null,null,null,null,null,null,null,null,0.153,0,{"$error":"#DIV/0!"}]
[null,0.154,0,0,null,null,null,null,null,null,null,null,null,null,null,null,null,null,null,0.154,0,{"$error":"#DIV/0!"}]
[null,0.155,0,0,null,null,null,null,null,null,null,null,null,null,null,null,null,null,null,0.155,0,{"$error":"#DIV/0!"}]
[null,0.156,0,0,null,null,null,null,null,null,null,null,null,null,null,null,null,null,null,0.156,0,{"$error":"#DIV/0!"}]
[null,0.157,0,0,null,null,null,null,null,null,null,null,null,null,null,null,null,null,null,0.157,0,{"$error":"#DIV/0!"}]
[null,0.158,0,0,null,null,null,null,null,null,null,null,null,null,null,null,null,null,null,0.158,0,{"$error":"#DIV/0!"}]
[null,0.159,0,0,null,null,null,null,null,null,null,null,null,null,null,null,null,null,null,0.159,0,{"$error":"#DIV/0!"}]
[null,0.16,0,0,null,null,null,null,null,null,null,null,null,null,null,null,null,null,null,0.16,0,{"$error":"#DIV/0!"}]
[null,0.161,0,0,null,null,null,null,null,null,null,null,null,null,null,null,null,null,null,0.161,0,{"$error":"#DIV/0!"}]
[null,0.16200000000000001,0,0,null,null,null,null,null,null,null,null,null,null,null,null,null,null,null,0.16200000000000001,0,{"$error":"#DIV/0!"}]
[null,0.16300000000000001,0,0,null,null,null,null,null,null,null,null,null,null,null,null,null,null,null,0.16300000000000001,0,{"$error":"#DIV/0!"}]
[null,0.16400000000000001,0,0,null,null,null,null,null,null,null,null,null,null,null,null,null,null,null,0.16400000000000001,0,{"$error":"#DIV/0!"}]
[null,0.16500000000000001,0,0,null,null,null,null,null,null,null,null,null,null,null,null,null,null,null,0.16500000000000001,0,{"$error":"#DIV/0!"}]
[null,0.16600000000000001,0,0,null,null,null,null,null,null,null,null,null,null,null,null,null,null,null,0.16600000000000001,0,{"$error":"#DIV/0!"}]
[null,0.16700000000000001,0,0,null,null,null,null,null,null,null,null,null,null,null,null,null,null,null,0.16700000000000001,0,{"$error":"#DIV/0!"}]
[null,0.16800000000000001,0,0,null,null,null,null,null,null,null,null,null,null,null,null,null,null,null,0.16800000000000001,0,{"$error":"#DIV/0!"}]
[null,0.16900000000000001,0,0,null,null,null,null,null,null,null,null,null,null,null,null,null,null,null,0.16900000000000001,0,{"$error":"#DIV/0!"}]
[null,0.17,0,0,null,null,null,null,null,null,null,null,null,null,null,null,null,null,null,0.17,0,{"$error":"#DIV/0!"}]
[null,0.17100000000000001,0,0,null,null,null,null,null,null,null,null,null,null,null,null,null,null,null,0.17100000000000001,0,{"$error":"#DIV/0!"}]
[null,0.17200000000000001,0,0,null,null,null,null,null,null,null,null,null,null,null,null,null,null,null,0.17200000000000001,0,{"$error":"#DIV/0!"}]
[null,0.17300000000000001,0,0,null,null,null,null,null,null,null,null,null,null,null,null,null,null,null,0.17300000000000001,0,{"$error":"#DIV/0!"}]
[null,0.17400000000000002,0,0,null,null,null,null,null,null,null,null,null,null,null,null,null,null,null,0.17400000000000002,0,{"$error":"#DIV/0!"}]
[null,0.17500000000000002,0,0,null,null,null,null,null,null,null,null,null,null,null,null,null,null,null,0.17500000000000002,0,{"$error":"#DIV/0!"}]
[null,0.17599999999999999,0,0,null,null,null,null,null,null,null,null,null,null,null,null,null,null,null,0.17599999999999999,0,{"$error":"#DIV/0!"}]
[null,0.17699999999999999,0,0,null,null,null,null,null,null,null,null,null,null,null,null,null,null,null,0.17699999999999999,0,{"$error":"#DIV/0!"}]
[null,0.17799999999999999,0,0,null,null,null,null,null,null,null,null,null,null,null,null,null,null,null,0.17799999999999999,0,{"$error":"#DIV/0!"}]
[null,0.17899999999999999,0,0,null,null,null,null,null,null,null,null,null,null,null,null,null,null,null,0.17899999999999999,0,{"$error":"#DIV/0!"}]
[null,0.18,0,0,null,null,null,null,null,null,null,null,null,null,null,null,null,null,null,0.18,0,{"$error":"#DIV/0!"}]
[null,0.18099999999999999,0,0,null,null,null,null,null,null,null,null,null,null,null,null,null,null,null,0.18099999999999999,0,{"$error":"#DIV/0!"}]
[null,0.182,0,0,null,null,null,null,null,null,null,null,null,null,null,null,null,null,null,0.182,0,{"$error":"#DIV/0!"}]
[null,0.183,0,0,null,null,null,null,null,null,null,null,null,null,null,null,null,null,null,0.183,0,{"$error":"#DIV/0!"}]
[null,0.184,0,0,null,null,null,null,null,null,null,null,null,null,null,null,null,null,null,0.184,0,{"$error":"#DIV/0!"}]
[null,0.185,0,0,null,null,null,null,null,null,null,null,null,null,null,null,null,null,null,0.185,0,{"$error":"#DIV/0!"}]
[null,0.186,0,0,null,null,null,null,null,null,null,null,null,null,null,null,null,null,null,0.186,0,{"$error":"#DIV/0!"}]
[null,0.187,0,0,null,null,null,null,null,null,null,null,null,null,null,null,null,null,null,0.187,0,{"$error":"#DIV/0!"}]
[null,0.188,0,0,null,null,null,null,null,null,null,null,null,null,null,null,null,null,null,0.188,0,{"$error":"#DIV/0!"}]
[null,0.189,0,0,null,null,null,null,null,null,null,null,null,null,null,null,null,null,null,0.189,0,{"$error":"#DIV/0!"}]
[null,0.19,0,0,null,null,null,null,null,null,null,null,null,null,null,null,null,null,null,0.19,0,{"$error":"#DIV/0!"}]
[null,0.191,0,0,null,null,null,null,null,null,null,null,null,null,null,null,null,null,null,0.191,0,{"$error":"#DIV/0!"}]
[null,0.192,0,0,null,null,null,null,null,null,null,null,null,null,null,null,null,null,null,0.192,0,{"$error":"#DIV/0!"}]
[null,0.193,0,0,null,null,null,null,null,null,null,null,null,null,null,null,null,null,null,0.193,0,{"$f":"D202/$D$3","v":{"$error":"#DIV/0!"}}]
[null,0.19400000000000001,0,0,null,null,null,null,null,null,null,null,null,null,null,null,null,null,null,0.19400000000000001,0,{"$error":"#DIV/0!"}]
[null,0.19500000000000001,0,0,null,null,null,null,null,null,null,null,null,null,null,null,null,null,null,0.19500000000000001,0,{"$error":"#DIV/0!"}]
[null,0.19600000000000001,0,0,null,null,null,null,null,null,null,null,null,null,null,null,null,null,null,0.19600000000000001,0,{"$error":"#DIV/0!"}]
[null,0.19700000000000001,0,0,null,null,null,null,null,null,null,null,null,null,null,null,null,null,null,0.19700000000000001,0,{"$error":"#DIV/0!"}]
[null,0.19800000000000001,0,0,null,null,null,null,null,null,null,null,null,null,null,null,null,null,null,0.19800000000000001,0,{"$error":"#DIV/0!"}]
[null,0.19900000000000001,0,0,null,null,null,null,null,null,null,null,null,null,null,null,null,null,null,0.19900000000000001,0,{"$error":"#DIV/0!"}]
[null,0.2,0,0,null,null,null,null,null,null,null,null,null,null,null,null,null,null,null,0.2,0,{"$error":"#DIV/0!"}]
[null,0.20100000000000001,0,0,null,null,null,null,null,null,null,null,null,null,null,null,null,null,null,0.20100000000000001,0,{"$error":"#DIV/0!"}]
[null,0.20200000000000001,0,0,null,null,null,null,null,null,null,null,null,null,null,null,null,null,null,0.20200000000000001,0,{"$error":"#DIV/0!"}]
[null,0.20300000000000001,0,0,null,null,null,null,null,null,null,null,null,null,null,null,null,null,null,0.20300000000000001,0,{"$error":"#DIV/0!"}]
[null,0.20400000000000001,0,0,null,null,null,null,null,null,null,null,null,null,null,null,null,null,null,0.20400000000000001,0,{"$error":"#DIV/0!"}]
[null,0.20500000000000002,0,0,null,null,null,null,null,null,null,null,null,null,null,null,null,null,null,0.20500000000000002,0,{"$error":"#DIV/0!"}]
[null,0.20600000000000002,0,0,null,null,null,null,null,null,null,null,null,null,null,null,null,null,null,0.20600000000000002,0,{"$error":"#DIV/0!"}]
[null,0.20700000000000002,0,0,null,null,null,null,null,null,null,null,null,null,null,null,null,null,null,0.20700000000000002,0,{"$error":"#DIV/0!"}]
[null,0.20800000000000002,0,0,null,null,null,null,null,null,null,null,null,null,null,null,null,null,null,0.20800000000000002,0,{"$error":"#DIV/0!"}]
[null,0.20899999999999999,0,0,null,null,null,null,null,null,null,null,null,null,null,null,null,null,null,0.20899999999999999,0,{"$error":"#DIV/0!"}]
[null,0.21,0,0,null,null,null,null,null,null,null,null,null,null,null,null,null,null,null,0.21,0,{"$error":"#DIV/0!"}]
[null,0.21099999999999999,0,0,null,null,null,null,null,null,null,null,null,null,null,null,null,null,null,0.21099999999999999,0,{"$error":"#DIV/0!"}]
[null,0.21199999999999999,0,0,null,null,null,null,null,null,null,null,null,null,null,null,null,null,null,0.21199999999999999,0,{"$error":"#DIV/0!"}]
[null,0.21299999999999999,0,0,null,null,null,null,null,null,null,null,null,null,null,null,null,null,null,0.21299999999999999,0,{"$error":"#DIV/0!"}]
[null,0.214,0,0,null,null,null,null,null,null,null,null,null,null,null,null,null,null,null,0.214,0,{"$error":"#DIV/0!"}]
[null,0.215,0,0,null,null,null,null,null,null,null,null,null,null,null,null,null,null,null,0.215,0,{"$error":"#DIV/0!"}]
[null,0.216,0,0,null,null,null,null,null,null,null,null,null,null,null,null,null,null,null,0.216,0,{"$error":"#DIV/0!"}]
[null,0.217,0,0,null,null,null,null,null,null,null,null,null,null,null,null,null,null,null,0.217,0,{"$error":"#DIV/0!"}]
[null,0.218,0,0,null,null,null,null,null,null,null,null,null,null,null,null,null,null,null,0.218,0,{"$error":"#DIV/0!"}]
[null,0.219,0,0,null,null,null,null,null,null,null,null,null,null,null,null,null,null,null,0.219,0,{"$error":"#DIV/0!"}]
[null,0.22,0,0,null,null,null,null,null,null,null,null,null,null,null,null,null,null,null,0.22,0,{"$error":"#DIV/0!"}]
[null,0.221,0,0,null,null,null,null,null,null,null,null,null,null,null,null,null,null,null,0.221,0,{"$error":"#DIV/0!"}]
[null,0.222,0,0,null,null,null,null,null,null,null,null,null,null,null,null,null,null,null,0.222,0,{"$error":"#DIV/0!"}]
[null,0.223,0,0,null,null,null,null,null,null,null,null,null,null,null,null,null,null,null,0.223,0,{"$error":"#DIV/0!"}]
[null,0.224,0,0,null,null,null,null,null,null,null,null,null,null,null,null,null,null,null,0.224,0,{"$error":"#DIV/0!"}]
[null,0.22500000000000001,0,0,null,null,null,null,null,null,null,null,null,null,null,null,null,null,null,0.22500000000000001,0,{"$error":"#DIV/0!"}]
[null,0.22600000000000001,0,0,null,null,null,null,null,null,null,null,null,null,null,null,null,null,null,0.22600000000000001,0,{"$error":"#DIV/0!"}]
[null,0.22700000000000001,0,0,null,null,null,null,null,null,null,null,null,null,null,null,null,null,null,0.22700000000000001,0,{"$error":"#DIV/0!"}]
[null,0.22800000000000001,0,0,null,null,null,null,null,null,null,null,null,null,null,null,null,null,null,0.22800000000000001,0,{"$error":"#DIV/0!"}]
[null,0.22900000000000001,0,0,null,null,null,null,null,null,null,null,null,null,null,null,null,null,null,0.22900000000000001,0,{"$error":"#DIV/0!"}]
[null,0.23,0,0,null,null,null,null,null,null,null,null,null,null,null,null,null,null,null,0.23,0,{"$error":"#DIV/0!"}]
[null,0.23100000000000001,0,0,null,null,null,null,null,null,null,null,null,null,null,null,null,null,null,0.23100000000000001,0,{"$error":"#DIV/0!"}]
[null,0.23200000000000001,0,0,null,null,null,null,null,null,null,null,null,null,null,null,null,null,null,0.23200000000000001,0,{"$error":"#DIV/0!"}]
[null,0.23300000000000001,0,0,null,null,null,null,null,null,null,null,null,null,null,null,null,null,null,0.23300000000000001,0,{"$error":"#DIV/0!"}]
[null,0.23400000000000001,0,0,null,null,null,null,null,null,null,null,null,null,null,null,null,null,null,0.23400000000000001,0,{"$error":"#DIV/0!"}]
[null,0.23500000000000001,0,0,null,null,null,null,null,null,null,null,null,null,null,null,null,null,null,0.23500000000000001,0,{"$error":"#DIV/0!"}]
[null,0.23600000000000002,0,0,null,null,null,null,null,null,null,null,null,null,null,null,null,null,null,0.23600000000000002,0,{"$error":"#DIV/0!"}]
[null,0.23700000000000002,0,0,null,null,null,null,null,null,null,null,null,null,null,null,null,null,null,0.23700000000000002,0,{"$error":"#DIV/0!"}]
[null,0.23800000000000002,0,0,null,null,null,null,null,null,null,null,null,null,null,null,null,null,null,0.23800000000000002,0,{"$error":"#DIV/0!"}]
[null,0.23900000000000002,0,0,null,null,null,null,null,null,null,null,null,null,null,null,null,null,null,0.23900000000000002,0,{"$error":"#DIV/0!"}]
[null,0.24,0,0,null,null,null,null,null,null,null,null,null,null,null,null,null,null,null,0.24,0,{"$error":"#DIV/0!"}]
[null,0.24099999999999999,0,0,null,null,null,null,null,null,null,null,null,null,null,null,null,null,null,0.24099999999999999,0,{"$error":"#DIV/0!"}]
[null,0.24199999999999999,0,0,null,null,null,null,null,null,null,null,null,null,null,null,null,null,null,0.24199999999999999,0,{"$error":"#DIV/0!"}]
[null,0.24299999999999999,0,0,null,null,null,null,null,null,null,null,null,null,null,null,null,null,null,0.24299999999999999,0,{"$error":"#DIV/0!"}]
[null,0.24399999999999999,0,0,null,null,null,null,null,null,null,null,null,null,null,null,null,null,null,0.24399999999999999,0,{"$error":"#DIV/0!"}]
[null,0.245,0,0,null,null,null,null,null,null,null,null,null,null,null,null,null,null,null,0.245,0,{"$error":"#DIV/0!"}]
[null,0.246,0,0,null,null,null,null,null,null,null,null,null,null,null,null,null,null,null,0.246,0,{"$error":"#DIV/0!"}]
[null,0.247,0,0,null,null,null,null,null,null,null,null,null,null,null,null,null,null,null,0.247,0,{"$error":"#DIV/0!"}]
[null,0.248,0,0,null,null,null,null,null,null,null,null,null,null,null,null,null,null,null,0.248,0,{"$error":"#DIV/0!"}]
[null,0.249,0,0,null,null,null,null,null,null,null,null,null,null,null,null,null,null,null,0.249,0,{"$error":"#DIV/0!"}]
[null,0.25,0,0,null,null,null,null,null,null,null,null,null,null,null,null,null,null,null,0.25,0,{"$error":"#DIV/0!"}]
[null,0.251,0,0,null,null,null,null,null,null,null,null,null,null,null,null,null,null,null,0.251,0,{"$error":"#DIV/0!"}]
[null,0.252,0,0,null,null,null,null,null,null,null,null,null,null,null,null,null,null,null,0.252,0,{"$error":"#DIV/0!"}]
[null,0.253,0,0,null,null,null,null,null,null,null,null,null,null,null,null,null,null,null,0.253,0,{"$error":"#DIV/0!"}]
[null,0.254,0,0,null,null,null,null,null,null,null,null,null,null,null,null,null,null,null,0.254,0,{"$error":"#DIV/0!"}]
[null,0.255,0,0,null,null,null,null,null,null,null,null,null,null,null,null,null,null,null,0.255,0,{"$error":"#DIV/0!"}]
[null,0.25600000000000001,0,0,null,null,null,null,null,null,null,null,null,null,null,null,null,null,null,0.25600000000000001,0,{"$error":"#DIV/0!"}]
[null,0.25700000000000001,0,0,null,null,null,null,null,null,null,null,null,null,null,null,null,null,null,0.25700000000000001,0,{"$f":"D266/$D$3","v":{"$error":"#DIV/0!"}}]
[null,0.25800000000000001,0,0,null,null,null,null,null,null,null,null,null,null,null,null,null,null,null,0.25800000000000001,0,{"$error":"#DIV/0!"}]
[null,0.25900000000000001,0,0,null,null,null,null,null,null,null,null,null,null,null,null,null,null,null,0.25900000000000001,0,{"$error":"#DIV/0!"}]
[null,0.26,0,0,null,null,null,null,null,null,null,null,null,null,null,null,null,null,null,0.26,0,{"$error":"#DIV/0!"}]
[null,0.26100000000000001,0,0,null,null,null,null,null,null,null,null,null,null,null,null,null,null,null,0.26100000000000001,0,{"$error":"#DIV/0!"}]
[null,0.26200000000000001,0,0,null,null,null,null,null,null,null,null,null,null,null,null,null,null,null,0.26200000000000001,0,{"$error":"#DIV/0!"}]
[null,0.26300000000000001,0,0,null,null,null,null,null,null,null,null,null,null,null,null,null,null,null,0.26300000000000001,0,{"$error":"#DIV/0!"}]
[null,0.26400000000000001,0,0,null,null,null,null,null,null,null,null,null,null,null,null,null,null,null,0.26400000000000001,0,{"$error":"#DIV/0!"}]
[null,0.26500000000000001,0,0,null,null,null,null,null,null,null,null,null,null,null,null,null,null,null,0.26500000000000001,0,{"$error":"#DIV/0!"}]
[null,0.26600000000000001,0,0,null,null,null,null,null,null,null,null,null,null,null,null,null,null,null,0.26600000000000001,0,{"$error":"#DIV/0!"}]
[null,0.26700000000000002,0,0,null,null,null,null,null,null,null,null,null,null,null,null,null,null,null,0.26700000000000002,0,{"$error":"#DIV/0!"}]
[null,0.26800000000000002,0,0,null,null,null,null,null,null,null,null,null,null,null,null,null,null,null,0.26800000000000002,0,{"$error":"#DIV/0!"}]
[null,0.26900000000000002,0,0,null,null,null,null,null,null,null,null,null,null,null,null,null,null,null,0.26900000000000002,0,{"$error":"#DIV/0!"}]
[null,0.27,0,0,null,null,null,null,null,null,null,null,null,null,null,null,null,null,null,0.27,0,{"$error":"#DIV/0!"}]
[null,0.27100000000000002,0,0,null,null,null,null,null,null,null,null,null,null,null,null,null,null,null,0.27100000000000002,0,{"$error":"#DIV/0!"}]
[null,0.27200000000000002,0,0,null,null,null,null,null,null,null,null,null,null,null,null,null,null,null,0.27200000000000002,0,{"$error":"#DIV/0!"}]
[null,0.27300000000000002,0,0,null,null,null,null,null,null,null,null,null,null,null,null,null,null,null,0.27300000000000002,0,{"$error":"#DIV/0!"}]
[null,0.27400000000000002,0,0,null,null,null,null,null,null,null,null,null,null,null,null,null,null,null,0.27400000000000002,0,{"$error":"#DIV/0!"}]
[null,0.27500000000000002,0,0,null,null,null,null,null,null,null,null,null,null,null,null,null,null,null,0.27500000000000002,0,{"$error":"#DIV/0!"}]
[null,0.27600000000000002,0,0,null,null,null,null,null,null,null,null,null,null,null,null,null,null,null,0.27600000000000002,0,{"$error":"#DIV/0!"}]
[null,0.27700000000000002,0,0,null,null,null,null,null,null,null,null,null,null,null,null,null,null,null,0.27700000000000002,0,{"$error":"#DIV/0!"}]
[null,0.27800000000000002,0,0,null,null,null,null,null,null,null,null,null,null,null,null,null,null,null,0.27800000000000002,0,{"$error":"#DIV/0!"}]
[null,0.27900000000000003,0,0,null,null,null,null,null,null,null,null,null,null,null,null,null,null,null,0.27900000000000003,0,{"$error":"#DIV/0!"}]
[null,0.28000000000000003,0,0,null,null,null,null,null,null,null,null,null,null,null,null,null,null,null,0.28000000000000003,0,{"$error":"#DIV/0!"}]
[null,0.28100000000000003,0,0,null,null,null,null,null,null,null,null,null,null,null,null,null,null,null,0.28100000000000003,0,{"$error":"#DIV/0!"}]
[null,0.28200000000000003,0,0,null,null,null,null,null,null,null,null,null,null,null,null,null,null,null,0.28200000000000003,0,{"$error":"#DIV/0!"}]
[null,0.28300000000000003,0,0,null,null,null,null,null,null,null,null,null,null,null,null,null,null,null,0.28300000000000003,0,{"$error":"#DIV/0!"}]
[null,0.28400000000000003,0,0,null,null,null,null,null,null,null,null,null,null,null,null,null,null,null,0.28400000000000003,0,{"$error":"#DIV/0!"}]
[null,0.28500000000000003,0,0,null,null,null,null,null,null,null,null,null,null,null,null,null,null,null,0.28500000000000003,0,{"$error":"#DIV/0!"}]
[null,0.28600000000000003,0,0,null,null,null,null,null,null,null,null,null,null,null,null,null,null,null,0.28600000000000003,0,{"$error":"#DIV/0!"}]
[null,0.28700000000000003,0,0,null,null,null,null,null,null,null,null,null,null,null,null,null,null,null,0.28700000000000003,0,{"$error":"#DIV/0!"}]
[null,0.28800000000000003,0,0,null,null,null,null,null,null,null,null,null,null,null,null,null,null,null,0.28800000000000003,0,{"$error":"#DIV/0!"}]
[null,0.28899999999999998,0,0,null,null,null,null,null,null,null,null,null,null,null,null,null,null,null,0.28899999999999998,0,{"$error":"#DIV/0!"}]
[null,0.28999999999999998,0,0,null,null,null,null,null,null,null,null,null,null,null,null,null,null,null,0.28999999999999998,0,{"$error":"#DIV/0!"}]
[null,0.29099999999999998,0,0,null,null,null,null,null,null,null,null,null,null,null,null,null,null,null,0.29099999999999998,0,{"$error":"#DIV/0!"}]
[null,0.29199999999999998,0,0,null,null,null,null,null,null,null,null,null,null,null,null,null,null,null,0.29199999999999998,0,{"$error":"#DIV/0!"}]
[null,0.29299999999999998,0,0,null,null,null,null,null,null,null,null,null,null,null,null,null,null,null,0.29299999999999998,0,{"$error":"#DIV/0!"}]
[null,0.29399999999999998,0,0,null,null,null,null,null,null,null,null,null,null,null,null,null,null,null,0.29399999999999998,0,{"$error":"#DIV/0!"}]
[null,0.29499999999999998,0,0,null,null,null,null,null,null,null,null,null,null,null,null,null,null,null,0.29499999999999998,0,{"$error":"#DIV/0!"}]
[null,0.29599999999999999,0,0,null,null,null,null,null,null,null,null,null,null,null,null,null,null,null,0.29599999999999999,0,{"$error":"#DIV/0!"}]
[null,0.29699999999999999,0,0,null,null,null,null,null,null,null,null,null,null,null,null,null,null,null,0.29699999999999999,0,{"$error":"#DIV/0!"}]
[null,0.29799999999999999,0,0,null,null,null,null,null,null,null,null,null,null,null,null,null,null,null,0.29799999999999999,0,{"$error":"#DIV/0!"}]
[null,0.29899999999999999,0,0,null,null,null,null,null,null,null,null,null,null,null,null,null,null,null,0.29899999999999999,0,{"$error":"#DIV/0!"}]
[null,0.3,0,0,null,null,null,null,null,null,null,null,null,null,null,null,null,null,null,0.3,0,{"$error":"#DIV/0!"}]
[null,0.30099999999999999,0,0,null,null,null,null,null,null,null,null,null,null,null,null,null,null,null,0.30099999999999999,0,{"$error":"#DIV/0!"}]
[null,0.30199999999999999,0,0,null,null,null,null,null,null,null,null,null,null,null,null,null,null,null,0.30199999999999999,0,{"$error":"#DIV/0!"}]
[null,0.30299999999999999,0,0,null,null,null,null,null,null,null,null,null,null,null,null,null,null,null,0.30299999999999999,0,{"$error":"#DIV/0!"}]
[null,0.30399999999999999,0,0,null,null,null,null,null,null,null,null,null,null,null,null,null,null,null,0.30399999999999999,0,{"$error":"#DIV/0!"}]
[null,0.30499999999999999,0,0,null,null,null,null,null,null,null,null,null,null,null,null,null,null,null,0.30499999999999999,0,{"$error":"#DIV/0!"}]
[null,0.30599999999999999,0,0,null,null,null,null,null,null,null,null,null,null,null,null,null,null,null,0.30599999999999999,0,{"$error":"#DIV/0!"}]
[null,0.307,0,0,null,null,null,null,null,null,null,null,null,null,null,null,null,null,null,0.307,0,{"$error":"#DIV/0!"}]
[null,0.308,0,0,null,null,null,null,null,null,null,null,null,null,null,null,null,null,null,0.308,0,{"$error":"#DIV/0!"}]
[null,0.309,0,0,null,null,null,null,null,null,null,null,null,null,null,null,null,null,null,0.309,0,{"$error":"#DIV/0!"}]
[null,0.31,0,0,null,null,null,null,null,null,null,null,null,null,null,null,null,null,null,0.31,0,{"$error":"#DIV/0!"}]
[null,0.311,0,0,null,null,null,null,null,null,null,null,null,null,null,null,null,null,null,0.311,0,{"$error":"#DIV/0!"}]
[null,0.312,0,0,null,null,null,null,null,null,null,null,null,null,null,null,null,null,null,0.312,0,{"$error":"#DIV/0!"}]
[null,0.313,0,0,null,null,null,null,null,null,null,null,null,null,null,null,null,null,null,0.313,0,{"$error":"#DIV/0!"}]
[null,0.314,0,0,null,null,null,null,null,null,null,null,null,null,null,null,null,null,null,0.314,0,{"$error":"#DIV/0!"}]
[null,0.315,0,0,null,null,null,null,null,null,null,null,null,null,null,null,null,null,null,0.315,0,{"$error":"#DIV/0!"}]
[null,0.316,0,0,null,null,null,null,null,null,null,null,null,null,null,null,null,null,null,0.316,0,{"$error":"#DIV/0!"}]
[null,0.317,0,0,null,null,null,null,null,null,null,null,null,null,null,null,null,null,null,0.317,0,{"$error":"#DIV/0!"}]
[null,0.318,0,0,null,null,null,null,null,null,null,null,null,null,null,null,null,null,null,0.318,0,{"$error":"#DIV/0!"}]
[null,0.31900000000000001,0,0,null,null,null,null,null,null,null,null,null,null,null,null,null,null,null,0.31900000000000001,0,{"$error":"#DIV/0!"}]
[null,0.32,0,0,null,null,null,null,null,null,null,null,null,null,null,null,null,null,null,0.32,0,{"$error":"#DIV/0!"}]
[null,0.32100000000000001,0,0,null,null,null,null,null,null,null,null,null,null,null,null,null,null,null,0.32100000000000001,0,{"$f":"D330/$D$3","v":{"$error":"#DIV/0!"}}]
[null,0.32200000000000001,0,0,null,null,null,null,null,null,null,null,null,null,null,null,null,null,null,0.32200000000000001,0,{"$error":"#DIV/0!"}]
[null,0.32300000000000001,0,0,null,null,null,null,null,null,null,null,null,null,null,null,null,null,null,0.32300000000000001,0,{"$error":"#DIV/0!"}]
[null,0.32400000000000001,0,0,null,null,null,null,null,null,null,null,null,null,null,null,null,null,null,0.32400000000000001,0,{"$error":"#DIV/0!"}]
[null,0.32500000000000001,0,0,null,null,null,null,null,null,null,null,null,null,null,null,null,null,null,0.32500000000000001,0,{"$error":"#DIV/0!"}]
[null,0.32600000000000001,0,0,null,null,null,null,null,null,null,null,null,null,null,null,null,null,null,0.32600000000000001,0,{"$error":"#DIV/0!"}]
[null,0.32700000000000001,0,0,null,null,null,null,null,null,null,null,null,null,null,null,null,null,null,0.32700000000000001,0,{"$error":"#DIV/0!"}]
[null,0.32800000000000001,0,0,null,null,null,null,null,null,null,null,null,null,null,null,null,null,null,0.32800000000000001,0,{"$error":"#DIV/0!"}]
[null,0.32900000000000001,0,0,null,null,null,null,null,null,null,null,null,null,null,null,null,null,null,0.32900000000000001,0,{"$error":"#DIV/0!"}]
[null,0.33,0,0,null,null,null,null,null,null,null,null,null,null,null,null,null,null,null,0.33,0,{"$error":"#DIV/0!"}]
[null,0.33100000000000002,0,0,null,null,null,null,null,null,null,null,null,null,null,null,null,null,null,0.33100000000000002,0,{"$error":"#DIV/0!"}]
[null,0.33200000000000002,0,0,null,null,null,null,null,null,null,null,null,null,null,null,null,null,null,0.33200000000000002,0,{"$error":"#DIV/0!"}]
[null,0.33300000000000002,0,0,null,null,null,null,null,null,null,null,null,null,null,null,null,null,null,0.33300000000000002,0,{"$error":"#DIV/0!"}]
[null,0.33400000000000002,0,0,null,null,null,null,null,null,null,null,null,null,null,null,null,null,null,0.33400000000000002,0,{"$error":"#DIV/0!"}]
[null,0.33500000000000002,0,0,null,null,null,null,null,null,null,null,null,null,null,null,null,null,null,0.33500000000000002,0,{"$error":"#DIV/0!"}]
[null,0.33600000000000002,0,0,null,null,null,null,null,null,null,null,null,null,null,null,null,null,null,0.33600000000000002,0,{"$error":"#DIV/0!"}]
[null,0.33700000000000002,0,0,null,null,null,null,null,null,null,null,null,null,null,null,null,null,null,0.33700000000000002,0,{"$error":"#DIV/0!"}]
[null,0.33800000000000002,0,0,null,null,null,null,null,null,null,null,null,null,null,null,null,null,null,0.33800000000000002,0,{"$error":"#DIV/0!"}]
[null,0.33900000000000002,0,0,null,null,null,null,null,null,null,null,null,null,null,null,null,null,null,0.33900000000000002,0,{"$error":"#DIV/0!"}]
[null,0.34,0,0,null,null,null,null,null,null,null,null,null,null,null,null,null,null,null,0.34,0,{"$error":"#DIV/0!"}]
[null,0.34100000000000003,0,0,null,null,null,null,null,null,null,null,null,null,null,null,null,null,null,0.34100000000000003,0,{"$error":"#DIV/0!"}]
[null,0.34200000000000003,0,0,null,null,null,null,null,null,null,null,null,null,null,null,null,null,null,0.34200000000000003,0,{"$error":"#DIV/0!"}]
[null,0.34300000000000003,0,0,null,null,null,null,null,null,null,null,null,null,null,null,null,null,null,0.34300000000000003,0,{"$error":"#DIV/0!"}]
[null,0.34400000000000003,0,0,null,null,null,null,null,null,null,null,null,null,null,null,null,null,null,0.34400000000000003,0,{"$error":"#DIV/0!"}]
[null,0.34500000000000003,0,0,null,null,null,null,null,null,null,null,null,null,null,null,null,null,null,0.34500000000000003,0,{"$error":"#DIV/0!"}]
[null,0.34600000000000003,0,0,null,null,null,null,null,null,null,null,null,null,null,null,null,null,null,0.34600000000000003,0,{"$error":"#DIV/0!"}]
[null,0.34700000000000003,0,0,null,null,null,null,null,null,null,null,null,null,null,null,null,null,null,0.34700000000000003,0,{"$error":"#DIV/0!"}]
[null,0.34800000000000003,0,0,null,null,null,null,null,null,null,null,null,null,null,null,null,null,null,0.34800000000000003,0,{"$error":"#DIV/0!"}]
[null,0.34900000000000003,0,0,null,null,null,null,null,null,null,null,null,null,null,null,null,null,null,0.34900000000000003,0,{"$error":"#DIV/0!"}]
[null,0.35000000000000003,0,0,null,null,null,null,null,null,null,null,null,null,null,null,null,null,null,0.35000000000000003,0,{"$error":"#DIV/0!"}]
[null,0.35100000000000003,0,0,null,null,null,null,null,null,null,null,null,null,null,null,null,null,null,0.35100000000000003,0,{"$error":"#DIV/0!"}]
[null,0.35199999999999998,0,0,null,null,null,null,null,null,null,null,null,null,null,null,null,null,null,0.35199999999999998,0,{"$error":"#DIV/0!"}]
[null,0.35299999999999998,0,0,null,null,null,null,null,null,null,null,null,null,null,null,null,null,null,0.35299999999999998,0,{"$error":"#DIV/0!"}]
[null,0.35399999999999998,0,0,null,null,null,null,null,null,null,null,null,null,null,null,null,null,null,0.35399999999999998,0,{"$error":"#DIV/0!"}]
[null,0.35499999999999998,0,0,null,null,null,null,null,null,null,null,null,null,null,null,null,null,null,0.35499999999999998,0,{"$error":"#DIV/0!"}]
[null,0.35599999999999998,0,0,null,null,null,null,null,null,null,null,null,null,null,null,null,null,null,0.35599999999999998,0,{"$error":"#DIV/0!"}]
[null,0.35699999999999998,0,0,null,null,null,null,null,null,null,null,null,null,null,null,null,null,null,0.35699999999999998,0,{"$error":"#DIV/0!"}]
[null,0.35799999999999998,0,0,null,null,null,null,null,null,null,null,null,null,null,null,null,null,null,0.35799999999999998,0,{"$error":"#DIV/0!"}]
[null,0.35899999999999999,0,0,null,null,null,null,null,null,null,null,null,null,null,null,null,null,null,0.35899999999999999,0,{"$error":"#DIV/0!"}]
[null,0.36,0,0,null,null,null,null,null,null,null,null,null,null,null,null,null,null,null,0.36,0,{"$error":"#DIV/0!"}]
[null,0.36099999999999999,0,0,null,null,null,null,null,null,null,null,null,null,null,null,null,null,null,0.36099999999999999,0,{"$error":"#DIV/0!"}]
[null,0.36199999999999999,0,0,null,null,null,null,null,null,null,null,null,null,null,null,null,null,null,0.36199999999999999,0,{"$error":"#DIV/0!"}]
[null,0.36299999999999999,0,0,null,null,null,null,null,null,null,null,null,null,null,null,null,null,null,0.36299999999999999,0,{"$error":"#DIV/0!"}]
[null,0.36399999999999999,0,0,null,null,null,null,null,null,null,null,null,null,null,null,null,null,null,0.36399999999999999,0,{"$error":"#DIV/0!"}]
[null,0.36499999999999999,0,0,null,null,null,null,null,null,null,null,null,null,null,null,null,null,null,0.36499999999999999,0,{"$error":"#DIV/0!"}]
[null,0.36599999999999999,0,0,null,null,null,null,null,null,null,null,null,null,null,null,null,null,null,0.36599999999999999,0,{"$error":"#DIV/0!"}]
[null,0.36699999999999999,0,0,null,null,null,null,null,null,null,null,null,null,null,null,null,null,null,0.36699999999999999,0,{"$error":"#DIV/0!"}]
[null,0.36799999999999999,0,0,null,null,null,null,null,null,null,null,null,null,null,null,null,null,null,0.36799999999999999,0,{"$error":"#DIV/0!"}]
[null,0.36899999999999999,0,0,null,null,null,null,null,null,null,null,null,null,null,null,null,null,null,0.36899999999999999,0,{"$error":"#DIV/0!"}]
[null,0.37,0,0,null,null,null,null,null,null,null,null,null,null,null,null,null,null,null,0.37,0,{"$error":"#DIV/0!"}]
[null,0.371,0,0,null,null,null,null,null,null,null,null,null,null,null,null,null,null,null,0.371,0,{"$error":"#DIV/0!"}]
[null,0.372,0,0,null,null,null,null,null,null,null,null,null,null,null,null,null,null,null,0.372,0,{"$error":"#DIV/0!"}]
[null,0.373,0,0,null,null,null,null,null,null,null,null,null,null,null,null,null,null,null,0.373,0,{"$error":"#DIV/0!"}]
[null,0.374,0,0,null,null,null,null,null,null,null,null,null,null,null,null,null,null,null,0.374,0,{"$error":"#DIV/0!"}]
[null,0.375,0,0,null,null,null,null,null,null,null,null,null,null,null,null,null,null,null,0.375,0,{"$error":"#DIV/0!"}]
[null,0.376,0,0,null,null,null,null,null,null,null,null,null,null,null,null,null,null,null,0.376,0,{"$error":"#DIV/0!"}]
[null,0.377,0,0,null,null,null,null,null,null,null,null,null,null,null,null,null,null,null,0.377,0,{"$error":"#DIV/0!"}]
[null,0.378,0,0,null,null,null,null,null,null,null,null,null,null,null,null,null,null,null,0.378,0,{"$error":"#DIV/0!"}]
[null,0.379,0,0,null,null,null,null,null,null,null,null,null,null,null,null,null,null,null,0.379,0,{"$error":"#DIV/0!"}]
[null,0.38,0,0,null,null,null,null,null,null,null,null,null,null,null,null,null,null,null,0.38,0,{"$error":"#DIV/0!"}]
[null,0.38100000000000001,0,0,null,null,null,null,null,null,null,null,null,null,null,null,null,null,null,0.38100000000000001,0,{"$error":"#DIV/0!"}]
[null,0.38200000000000001,0,0,null,null,null,null,null,null,null,null,null,null,null,null,null,null,null,0.38200000000000001,0,{"$error":"#DIV/0!"}]
[null,0.38300000000000001,0,0,null,null,null,null,null,null,null,null,null,null,null,null,null,null,null,0.38300000000000001,0,{"$error":"#DIV/0!"}]
[null,0.38400000000000001,0,0,null,null,null,null,null,null,null,null,null,null,null,null,null,null,null,0.38400000000000001,0,{"$error":"#DIV/0!"}]
[null,0.38500000000000001,0,0,null,null,null,null,null,null,null,null,null,null,null,null,null,null,null,0.38500000000000001,0,{"$f":"D394/$D$3","v":{"$error":"#DIV/0!"}}]
[null,0.38600000000000001,0,0,null,null,null,null,null,null,null,null,null,null,null,null,null,null,null,0.38600000000000001,0,{"$error":"#DIV/0!"}]
[null,0.38700000000000001,0,0,null,null,null,null,null,null,null,null,null,null,null,null,null,null,null,0.38700000000000001,0,{"$error":"#DIV/0!"}]
[null,0.38800000000000001,0,0,null,null,null,null,null,null,null,null,null,null,null,null,null,null,null,0.38800000000000001,0,{"$error":"#DIV/0!"}]
[null,0.38900000000000001,0,0,null,null,null,null,null,null,null,null,null,null,null,null,null,null,null,0.38900000000000001,0,{"$error":"#DIV/0!"}]
[null,0.39,0,0,null,null,null,null,null,null,null,null,null,null,null,null,null,null,null,0.39,0,{"$error":"#DIV/0!"}]
[null,0.39100000000000001,0,0,null,null,null,null,null,null,null,null,null,null,null,null,null,null,null,0.39100000000000001,0,{"$error":"#DIV/0!"}]
[null,0.39200000000000002,0,0,null,null,null,null,null,null,null,null,null,null,null,null,null,null,null,0.39200000000000002,0,{"$error":"#DIV/0!"}]
[null,0.39300000000000002,0,0,null,null,null,null,null,null,null,null,null,null,null,null,null,null,null,0.39300000000000002,0,{"$error":"#DIV/0!"}]
[null,0.39400000000000002,0,0,null,null,null,null,null,null,null,null,null,null,null,null,null,null,null,0.39400000000000002,0,{"$error":"#DIV/0!"}]
[null,0.39500000000000002,0,0,null,null,null,null,null,null,null,null,null,null,null,null,null,null,null,0.39500000000000002,0,{"$error":"#DIV/0!"}]
[null,0.39600000000000002,0,0,null,null,null,null,null,null,null,null,null,null,null,null,null,null,null,0.39600000000000002,0,{"$error":"#DIV/0!"}]
[null,0.39700000000000002,0,0,null,null,null,null,null,null,null,null,null,null,null,null,null,null,null,0.39700000000000002,0,{"$error":"#DIV/0!"}]
[null,0.39800000000000002,0,0,null,null,null,null,null,null,null,null,null,null,null,null,null,null,null,0.39800000000000002,0,{"$error":"#DIV/0!"}]
[null,0.39900000000000002,0,0,null,null,null,null,null,null,null,null,null,null,null,null,null,null,null,0.39900000000000002,0,{"$error":"#DIV/0!"}]
[null,0.4,0,0,null,null,null,null,null,null,null,null,null,null,null,null,null,null,null,0.4,0,{"$error":"#DIV/0!"}]
[null,0.40100000000000002,0,0,null,null,null,null,null,null,null,null,null,null,null,null,null,null,null,0.40100000000000002,0,{"$error":"#DIV/0!"}]
[null,0.40200000000000002,0,0,null,null,null,null,null,null,null,null,null,null,null,null,null,null,null,0.40200000000000002,0,{"$error":"#DIV/0!"}]
[null,0.40300000000000002,0,0,null,null,null,null,null,null,null,null,null,null,null,null,null,null,null,0.40300000000000002,0,{"$error":"#DIV/0!"}]
[null,0.40400000000000003,0,0,null,null,null,null,null,null,null,null,null,null,null,null,null,null,null,0.40400000000000003,0,{"$error":"#DIV/0!"}]
[null,0.40500000000000003,0,0,null,null,null,null,null,null,null,null,null,null,null,null,null,null,null,0.40500000000000003,0,{"$error":"#DIV/0!"}]
[null,0.40600000000000003,0,0,null,null,null,null,null,null,null,null,null,null,null,null,null,null,null,0.40600000000000003,0,{"$error":"#DIV/0!"}]
[null,0.40700000000000003,0,0,null,null,null,null,null,null,null,null,null,null,null,null,null,null,null,0.40700000000000003,0,{"$error":"#DIV/0!"}]
[null,0.40800000000000003,0,0,null,null,null,null,null,null,null,null,null,null,null,null,null,null,null,0.40800000000000003,0,{"$error":"#DIV/0!"}]
[null,0.40900000000000003,0,0,null,null,null,null,null,null,null,null,null,null,null,null,null,null,null,0.40900000000000003,0,{"$error":"#DIV/0!"}]
[null,0.41000000000000003,0,0,null,null,null,null,null,null,null,null,null,null,null,null,null,null,null,0.41000000000000003,0,{"$error":"#DIV/0!"}]
[null,0.41100000000000003,0,0,null,null,null,null,null,null,null,null,null,null,null,null,null,null,null,0.41100000000000003,0,{"$error":"#DIV/0!"}]
[null,0.41200000000000003,0,0,null,null,null,null,null,null,null,null,null,null,null,null,null,null,null,0.41200000000000003,0,{"$error":"#DIV/0!"}]
[null,0.41300000000000003,0,0,null,null,null,null,null,null,null,null,null,null,null,null,null,null,null,0.41300000000000003,0,{"$error":"#DIV/0!"}]
[null,0.41400000000000003,0,0,null,null,null,null,null,null,null,null,null,null,null,null,null,null,null,0.41400000000000003,0,{"$error":"#DIV/0!"}]
[null,0.41500000000000004,0,0,null,null,null,null,null,null,null,null,null,null,null,null,null,null,null,0.41500000000000004,0,{"$error":"#DIV/0!"}]
[null,0.41600000000000004,0,0,null,null,null,null,null,null,null,null,null,null,null,null,null,null,null,0.41600000000000004,0,{"$error":"#DIV/0!"}]
[null,0.41699999999999998,0,0,null,null,null,null,null,null,null,null,null,null,null,null,null,null,null,0.41699999999999998,0,{"$error":"#DIV/0!"}]
[null,0.41799999999999998,0,0,null,null,null,null,null,null,null,null,null,null,null,null,null,null,null,0.41799999999999998,0,{"$error":"#DIV/0!"}]
[null,0.41899999999999998,0,0,null,null,null,null,null,null,null,null,null,null,null,null,null,null,null,0.41899999999999998,0,{"$error":"#DIV/0!"}]
[null,0.42,0,0,null,null,null,null,null,null,null,null,null,null,null,null,null,null,null,0.42,0,{"$error":"#DIV/0!"}]
[null,0.42099999999999999,0,0,null,null,null,null,null,null,null,null,null,null,null,null,null,null,null,0.42099999999999999,0,{"$error":"#DIV/0!"}]
[null,0.42199999999999999,0,0,null,null,null,null,null,null,null,null,null,null,null,null,null,null,null,0.42199999999999999,0,{"$error":"#DIV/0!"}]
[null,0.42299999999999999,0,0,null,null,null,null,null,null,null,null,null,null,null,null,null,null,null,0.42299999999999999,0,{"$error":"#DIV/0!"}]
[null,0.42399999999999999,0,0,null,null,null,null,null,null,null,null,null,null,null,null,null,null,null,0.42399999999999999,0,{"$error":"#DIV/0!"}]
[null,0.42499999999999999,0,0,null,null,null,null,null,null,null,null,null,null,null,null,null,null,null,0.42499999999999999,0,{"$error":"#DIV/0!"}]
[null,0.42599999999999999,0,0,null,null,null,null,null,null,null,null,null,null,null,null,null,null,null,0.42599999999999999,0,{"$error":"#DIV/0!"}]
[null,0.42699999999999999,0,0,null,null,null,null,null,null,null,null,null,null,null,null,null,null,null,0.42699999999999999,0,{"$error":"#DIV/0!"}]
[null,0.42799999999999999,0,0,null,null,null,null,null,null,null,null,null,null,null,null,null,null,null,0.42799999999999999,0,{"$error":"#DIV/0!"}]
[null,0.42899999999999999,0,0,null,null,null,null,null,null,null,null,null,null,null,null,null,null,null,0.42899999999999999,0,{"$error":"#DIV/0!"}]
[null,0.43,0,0,null,null,null,null,null,null,null,null,null,null,null,null,null,null,null,0.43,0,{"$error":"#DIV/0!"}]
[null,0.43099999999999999,0,0,null,null,null,null,null,null,null,null,null,null,null,null,null,null,null,0.43099999999999999,0,{"$error":"#DIV/0!"}]
[null,0.432,0,0,null,null,null,null,null,null,null,null,null,null,null,null,null,null,null,0.432,0,{"$error":"#DIV/0!"}]
[null,0.433,0,0,null,null,null,null,null,null,null,null,null,null,null,null,null,null,null,0.433,0,{"$error":"#DIV/0!"}]
[null,0.434,0,0,null,null,null,null,null,null,null,null,null,null,null,null,null,null,null,0.434,0,{"$error":"#DIV/0!"}]
[null,0.435,0,0,null,null,null,null,null,null,null,null,null,null,null,null,null,null,null,0.435,0,{"$error":"#DIV/0!"}]
[null,0.436,0,0,null,null,null,null,null,null,null,null,null,null,null,null,null,null,null,0.436,0,{"$error":"#DIV/0!"}]
[null,0.437,0,0,null,null,null,null,null,null,null,null,null,null,null,null,null,null,null,0.437,0,{"$error":"#DIV/0!"}]
[null,0.438,0,0,null,null,null,null,null,null,null,null,null,null,null,null,null,null,null,0.438,0,{"$error":"#DIV/0!"}]
[null,0.439,0,0,null,null,null,null,null,null,null,null,null,null,null,null,null,null,null,0.439,0,{"$error":"#DIV/0!"}]
[null,0.44,0,0,null,null,null,null,null,null,null,null,null,null,null,null,null,null,null,0.44,0,{"$error":"#DIV/0!"}]
[null,0.441,0,0,null,null,null,null,null,null,null,null,null,null,null,null,null,null,null,0.441,0,{"$error":"#DIV/0!"}]
[null,0.442,0,0,null,null,null,null,null,null,null,null,null,null,null,null,null,null,null,0.442,0,{"$error":"#DIV/0!"}]
[null,0.443,0,0,null,null,null,null,null,null,null,null,null,null,null,null,null,null,null,0.443,0,{"$error":"#DIV/0!"}]
[null,0.44400000000000001,0,0,null,null,null,null,null,null,null,null,null,null,null,null,null,null,null,0.44400000000000001,0,{"$error":"#DIV/0!"}]
[null,0.44500000000000001,0,0,null,null,null,null,null,null,null,null,null,null,null,null,null,null,null,0.44500000000000001,0,{"$error":"#DIV/0!"}]
[null,0.44600000000000001,0,0,null,null,null,null,null,null,null,null,null,null,null,null,null,null,null,0.44600000000000001,0,{"$error":"#DIV/0!"}]
[null,0.44700000000000001,0,0,null,null,null,null,null,null,null,null,null,null,null,null,null,null,null,0.44700000000000001,0,{"$error":"#DIV/0!"}]
[null,0.44800000000000001,0,0,null,null,null,null,null,null,null,null,null,null,null,null,null,null,null,0.44800000000000001,0,{"$error":"#DIV/0!"}]
[null,0.44900000000000001,0,0,null,null,null,null,null,null,null,null,null,null,null,null,null,null,null,0.44900000000000001,0,{"$f":"D458/$D$3","v":{"$error":"#DIV/0!"}}]
[null,0.45,0,0,null,null,null,null,null,null,null,null,null,null,null,null,null,null,null,0.45,0,{"$error":"#DIV/0!"}]
[null,0.45100000000000001,0,0,null,null,null,null,null,null,null,null,null,null,null,null,null,null,null,0.45100000000000001,0,{"$error":"#DIV/0!"}]
[null,0.45200000000000001,0,0,null,null,null,null,null,null,null,null,null,null,null,null,null,null,null,0.45200000000000001,0,{"$error":"#DIV/0!"}]
[null,0.45300000000000001,0,0,null,null,null,null,null,null,null,null,null,null,null,null,null,null,null,0.45300000000000001,0,{"$error":"#DIV/0!"}]
[null,0.45400000000000001,0,0,null,null,null,null,null,null,null,null,null,null,null,null,null,null,null,0.45400000000000001,0,{"$error":"#DIV/0!"}]
[null,0.45500000000000002,0,0,null,null,null,null,null,null,null,null,null,null,null,null,null,null,null,0.45500000000000002,0,{"$error":"#DIV/0!"}]
[null,0.45600000000000002,0,0,null,null,null,null,null,null,null,null,null,null,null,null,null,null,null,0.45600000000000002,0,{"$error":"#DIV/0!"}]
[null,0.45700000000000002,0,0,null,null,null,null,null,null,null,null,null,null,null,null,null,null,null,0.45700000000000002,0,{"$error":"#DIV/0!"}]
[null,0.45800000000000002,0,0,null,null,null,null,null,null,null,null,null,null,null,null,null,null,null,0.45800000000000002,0,{"$error":"#DIV/0!"}]
[null,0.45900000000000002,0,0,null,null,null,null,null,null,null,null,null,null,null,null,null,null,null,0.45900000000000002,0,{"$error":"#DIV/0!"}]
[null,0.46,0,0,null,null,null,null,null,null,null,null,null,null,null,null,null,null,null,0.46,0,{"$error":"#DIV/0!"}]
[null,0.46100000000000002,0,0,null,null,null,null,null,null,null,null,null,null,null,null,null,null,null,0.46100000000000002,0,{"$error":"#DIV/0!"}]
[null,0.46200000000000002,0,0,null,null,null,null,null,null,null,null,null,null,null,null,null,null,null,0.46200000000000002,0,{"$error":"#DIV/0!"}]
[null,0.46300000000000002,0,0,null,null,null,null,null,null,null,null,null,null,null,null,null,null,null,0.46300000000000002,0,{"$error":"#DIV/0!"}]
[null,0.46400000000000002,0,0,null,null,null,null,null,null,null,null,null,null,null,null,null,null,null,0.46400000000000002,0,{"$error":"#DIV/0!"}]
[null,0.46500000000000002,0,0,null,null,null,null,null,null,null,null,null,null,null,null,null,null,null,0.46500000000000002,0,{"$error":"#DIV/0!"}]
[null,0.46600000000000003,0,0,null,null,null,null,null,null,null,null,null,null,null,null,null,null,null,0.46600000000000003,0,{"$error":"#DIV/0!"}]
[null,0.46700000000000003,0,0,null,null,null,null,null,null,null,null,null,null,null,null,null,null,null,0.46700000000000003,0,{"$error":"#DIV/0!"}]
[null,0.46800000000000003,0,0,null,null,null,null,null,null,null,null,null,null,null,null,null,null,null,0.46800000000000003,0,{"$error":"#DIV/0!"}]
[null,0.46900000000000003,0,0,null,null,null,null,null,null,null,null,null,null,null,null,null,null,null,0.46900000000000003,0,{"$error":"#DIV/0!"}]
[null,0.47000000000000003,0,0,null,null,null,null,null,null,null,null,null,null,null,null,null,null,null,0.47000000000000003,0,{"$error":"#DIV/0!"}]
[null,0.47100000000000003,0,0,null,null,null,null,null,null,null,null,null,null,null,null,null,null,null,0.47100000000000003,0,{"$error":"#DIV/0!"}]
[null,0.47200000000000003,0,0,null,null,null,null,null,null,null,null,null,null,null,null,null,null,null,0.47200000000000003,0,{"$error":"#DIV/0!"}]
[null,0.47300000000000003,0,0,null,null,null,null,null,null,null,null,null,null,null,null,null,null,null,0.47300000000000003,0,{"$error":"#DIV/0!"}]
[null,0.47400000000000003,0,0,null,null,null,null,null,null,null,null,null,null,null,null,null,null,null,0.47400000000000003,0,{"$error":"#DIV/0!"}]
[null,0.47500000000000003,0,0,null,null,null,null,null,null,null,null,null,null,null,null,null,null,null,0.47500000000000003,0,{"$error":"#DIV/0!"}]
[null,0.47600000000000003,0,0,null,null,null,null,null,null,null,null,null,null,null,null,null,null,null,0.47600000000000003,0,{"$error":"#DIV/0!"}]
[null,0.47700000000000004,0,0,null,null,null,null,null,null,null,null,null,null,null,null,null,null,null,0.47700000000000004,0,{"$error":"#DIV/0!"}]
[null,0.47800000000000004,0,0,null,null,null,null,null,null,null,null,null,null,null,null,null,null,null,0.47800000000000004,0,{"$error":"#DIV/0!"}]
[null,0.47900000000000004,0,0,null,null,null,null,null,null,null,null,null,null,null,null,null,null,null,0.47900000000000004,0,{"$error":"#DIV/0!"}]
[null,0.48,0,0,null,null,null,null,null,null,null,null,null,null,null,null,null,null,null,0.48,0,{"$error":"#DIV/0!"}]
[null,0.48099999999999998,0,0,null,null,null,null,null,null,null,null,null,null,null,null,null,null,null,0.48099999999999998,0,{"$error":"#DIV/0!"}]
[null,0.48199999999999998,0,0,null,null,null,null,null,null,null,null,null,null,null,null,null,null,null,0.48199999999999998,0,{"$error":"#DIV/0!"}]
[null,0.48299999999999998,0,0,null,null,null,null,null,null,null,null,null,null,null,null,null,null,null,0.48299999999999998,0,{"$error":"#DIV/0!"}]
[null,0.48399999999999999,0,0,null,null,null,null,null,null,null,null,null,null,null,null,null,null,null,0.48399999999999999,0,{"$error":"#DIV/0!"}]
[null,0.48499999999999999,0,0,null,null,null,null,null,null,null,null,null,null,null,null,null,null,null,0.48499999999999999,0,{"$error":"#DIV/0!"}]
[null,0.48599999999999999,0,0,null,null,null,null,null,null,null,null,null,null,null,null,null,null,null,0.48599999999999999,0,{"$error":"#DIV/0!"}]
[null,0.48699999999999999,0,0,null,null,null,null,null,null,null,null,null,null,null,null,null,null,null,0.48699999999999999,0,{"$error":"#DIV/0!"}]
[null,0.48799999999999999,0,0,null,null,null,null,null,null,null,null,null,null,null,null,null,null,null,0.48799999999999999,0,{"$error":"#DIV/0!"}]
[null,0.48899999999999999,0,0,null,null,null,null,null,null,null,null,null,null,null,null,null,null,null,0.48899999999999999,0,{"$error":"#DIV/0!"}]
[null,0.49,0,0,null,null,null,null,null,null,null,null,null,null,null,null,null,null,null,0.49,0,{"$error":"#DIV/0!"}]
[null,0.49099999999999999,0,0,null,null,null,null,null,null,null,null,null,null,null,null,null,null,null,0.49099999999999999,0,{"$error":"#DIV/0!"}]
[null,0.49199999999999999,0,0,null,null,null,null,null,null,null,null,null,null,null,null,null,null,null,0.49199999999999999,0,{"$error":"#DIV/0!"}]
[null,0.49299999999999999,0,0,null,null,null,null,null,null,null,null,null,null,null,null,null,null,null,0.49299999999999999,0,{"$error":"#DIV/0!"}]
[null,0.49399999999999999,0,0,null,null,null,null,null,null,null,null,null,null,null,null,null,null,null,0.49399999999999999,0,{"$error":"#DIV/0!"}]
[null,0.495,0,0,null,null,null,null,null,null,null,null,null,null,null,null,null,null,null,0.495,0,{"$error":"#DIV/0!"}]
[null,0.496,0,0,null,null,null,null,null,null,null,null,null,null,null,null,null,null,null,0.496,0,{"$error":"#DIV/0!"}]
[null,0.497,0,0,null,null,null,null,null,null,null,null,null,null,null,null,null,null,null,0.497,0,{"$error":"#DIV/0!"}]
[null,0.498,0,0,null,null,null,null,null,null,null,null,null,null,null,null,null,null,null,0.498,0,{"$error":"#DIV/0!"}]
[null,0.499,0,0,null,null,null,null,null,null,null,null,null,null,null,null,null,null,null,0.499,0,{"$error":"#DIV/0!"}]
[null,0.5,0,0,null,null,null,null,null,null,null,null,null,null,null,null,null,null,null,0.5,0,{"$error":"#DIV/0!"}]
[null,0.501,0,0,null,null,null,null,null,null,null,null,null,null,null,null,null,null,null,0.501,0,{"$error":"#DIV/0!"}]
[null,0.502,0,0,null,null,null,null,null,null,null,null,null,null,null,null,null,null,null,0.502,0,{"$error":"#DIV/0!"}]
[null,0.503,0,0,null,null,null,null,null,null,null,null,null,null,null,null,null,null,null,0.503,0,{"$error":"#DIV/0!"}]
[null,0.504,0,0,null,null,null,null,null,null,null,null,null,null,null,null,null,null,null,0.504,0,{"$error":"#DIV/0!"}]
[null,0.505,0,0,null,null,null,null,null,null,null,null,null,null,null,null,null,null,null,0.505,0,{"$error":"#DIV/0!"}]
[null,0.50600000000000001,0,0,null,null,null,null,null,null,null,null,null,null,null,null,null,null,null,0.50600000000000001,0,{"$error":"#DIV/0!"}]
[null,0.50700000000000001,0,0,null,null,null,null,null,null,null,null,null,null,null,null,null,null,null,0.50700000000000001,0,{"$error":"#DIV/0!"}]
[null,0.50800000000000001,0,0,null,null,null,null,null,null,null,null,null,null,null,null,null,null,null,0.50800000000000001,0,{"$error":"#DIV/0!"}]
[null,0.50900000000000001,0,0,null,null,null,null,null,null,null,null,null,null,null,null,null,null,null,0.50900000000000001,0,{"$error":"#DIV/0!"}]
[null,0.51,0,0,null,null,null,null,null,null,null,null,null,null,null,null,null,null,null,0.51,0,{"$error":"#DIV/0!"}]
[null,0.51100000000000001,0,0,null,null,null,null,null,null,null,null,null,null,null,null,null,null,null,0.51100000000000001,0,{"$error":"#DIV/0!"}]
[null,0.51200000000000001,0,0,null,null,null,null,null,null,null,null,null,null,null,null,null,null,null,0.51200000000000001,0,{"$error":"#DIV/0!"}]
[null,0.51300000000000001,0,0,null,null,null,null,null,null,null,null,null,null,null,null,null,null,null,0.51300000000000001,0,{"$f":"D522/$D$3","v":{"$error":"#DIV/0!"}}]
[null,0.51400000000000001,0,0,null,null,null,null,null,null,null,null,null,null,null,null,null,null,null,0.51400000000000001,0,{"$error":"#DIV/0!"}]
[null,0.51500000000000001,0,0,null,null,null,null,null,null,null,null,null,null,null,null,null,null,null,0.51500000000000001,0,{"$error":"#DIV/0!"}]
[null,0.51600000000000001,0,0,null,null,null,null,null,null,null,null,null,null,null,null,null,null,null,0.51600000000000001,0,{"$error":"#DIV/0!"}]
[null,0.51700000000000002,0,0,null,null,null,null,null,null,null,null,null,null,null,null,null,null,null,0.51700000000000002,0,{"$error":"#DIV/0!"}]
[null,0.51800000000000002,0,0,null,null,null,null,null,null,null,null,null,null,null,null,null,null,null,0.51800000000000002,0,{"$error":"#DIV/0!"}]
[null,0.51900000000000002,0,0,null,null,null,null,null,null,null,null,null,null,null,null,null,null,null,0.51900000000000002,0,{"$error":"#DIV/0!"}]
[null,0.52,0,0,null,null,null,null,null,null,null,null,null,null,null,null,null,null,null,0.52,0,{"$error":"#DIV/0!"}]
[null,0.52100000000000002,0,0,null,null,null,null,null,null,null,null,null,null,null,null,null,null,null,0.52100000000000002,0,{"$error":"#DIV/0!"}]
[null,0.52200000000000002,0,0,null,null,null,null,null,null,null,null,null,null,null,null,null,null,null,0.52200000000000002,0,{"$error":"#DIV/0!"}]
[null,0.52300000000000002,0,0,null,null,null,null,null,null,null,null,null,null,null,null,null,null,null,0.52300000000000002,0,{"$error":"#DIV/0!"}]
[null,0.52400000000000002,0,0,null,null,null,null,null,null,null,null,null,null,null,null,null,null,null,0.52400000000000002,0,{"$error":"#DIV/0!"}]
[null,0.52500000000000002,0,0,null,null,null,null,null,null,null,null,null,null,null,null,null,null,null,0.52500000000000002,0,{"$error":"#DIV/0!"}]
[null,0.52600000000000002,0,0,null,null,null,null,null,null,null,null,null,null,null,null,null,null,null,0.52600000000000002,0,{"$error":"#DIV/0!"}]
[null,0.52700000000000002,0,0,null,null,null,null,null,null,null,null,null,null,null,null,null,null,null,0.52700000000000002,0,{"$error":"#DIV/0!"}]
[null,0.52800000000000002,0,0,null,null,null,null,null,null,null,null,null,null,null,null,null,null,null,0.52800000000000002,0,{"$error":"#DIV/0!"}]
[null,0.52900000000000003,0,0,null,null,null,null,null,null,null,null,null,null,null,null,null,null,null,0.52900000000000003,0,{"$error":"#DIV/0!"}]
[null,0.53,0,0,null,null,null,null,null,null,null,null,null,null,null,null,null,null,null,0.53,0,{"$error":"#DIV/0!"}]
[null,0.53100000000000003,0,0,null,null,null,null,null,null,null,null,null,null,null,null,null,null,null,0.53100000000000003,0,{"$error":"#DIV/0!"}]
[null,0.53200000000000003,0,0,null,null,null,null,null,null,null,null,null,null,null,null,null,null,null,0.53200000000000003,0,{"$error":"#DIV/0!"}]
[null,0.53300000000000003,0,0,null,null,null,null,null,null,null,null,null,null,null,null,null,null,null,0.53300000000000003,0,{"$error":"#DIV/0!"}]
[null,0.53400000000000003,0,0,null,null,null,null,null,null,null,null,null,null,null,null,null,null,null,0.53400000000000003,0,{"$error":"#DIV/0!"}]
[null,0.53500000000000003,0,0,null,null,null,null,null,null,null,null,null,null,null,null,null,null,null,0.53500000000000003,0,{"$error":"#DIV/0!"}]
[null,0.53600000000000003,0,0,null,null,null,null,null,null,null,null,null,null,null,null,null,null,null,0.53600000000000003,0,{"$error":"#DIV/0!"}]
[null,0.53700000000000003,0,0,null,null,null,null,null,null,null,null,null,null,null,null,null,null,null,0.53700000000000003,0,{"$error":"#DIV/0!"}]
[null,0.53800000000000003,0,0,null,null,null,null,null,null,null,null,null,null,null,null,null,null,null,0.53800000000000003,0,{"$error":"#DIV/0!"}]
[null,0.53900000000000003,0,0,null,null,null,null,null,null,null,null,null,null,null,null,null,null,null,0.53900000000000003,0,{"$error":"#DIV/0!"}]
[null,0.54,0,0,null,null,null,null,null,null,null,null,null,null,null,null,null,null,null,0.54,0,{"$error":"#DIV/0!"}]
[null,0.54100000000000004,0,0,null,null,null,null,null,null,null,null,null,null,null,null,null,null,null,0.54100000000000004,0,{"$error":"#DIV/0!"}]
[null,0.54200000000000004,0,0,null,null,null,null,null,null,null,null,null,null,null,null,null,null,null,0.54200000000000004,0,{"$error":"#DIV/0!"}]
[null,0.54300000000000004,0,0,null,null,null,null,null,null,null,null,null,null,null,null,null,null,null,0.54300000000000004,0,{"$error":"#DIV/0!"}]
[null,0.54400000000000004,0,0,null,null,null,null,null,null,null,null,null,null,null,null,null,null,null,0.54400000000000004,0,{"$error":"#DIV/0!"}]
[null,0.54500000000000004,0,0,null,null,null,null,null,null,null,null,null,null,null,null,null,null,null,0.54500000000000004,0,{"$error":"#DIV/0!"}]
[null,0.54600000000000004,0,0,null,null,null,null,null,null,null,null,null,null,null,null,null,null,null,0.54600000000000004,0,{"$error":"#DIV/0!"}]
[null,0.54700000000000004,0,0,null,null,null,null,null,null,null,null,null,null,null,null,null,null,null,0.54700000000000004,0,{"$error":"#DIV/0!"}]
[null,0.54800000000000004,0,0,null,null,null,null,null,null,null,null,null,null,null,null,null,null,null,0.54800000000000004,0,{"$error":"#DIV/0!"}]
[null,0.54900000000000004,0,0,null,null,null,null,null,null,null,null,null,null,null,null,null,null,null,0.54900000000000004,0,{"$error":"#DIV/0!"}]
[null,0.55000000000000004,0,0,null,null,null,null,null,null,null,null,null,null,null,null,null,null,null,0.55000000000000004,0,{"$error":"#DIV/0!"}]
[null,0.55100000000000005,0,0,null,null,null,null,null,null,null,null,null,null,null,null,null,null,null,0.55100000000000005,0,{"$error":"#DIV/0!"}]
[null,0.55200000000000005,0,0,null,null,null,null,null,null,null,null,null,null,null,null,null,null,null,0.55200000000000005,0,{"$error":"#DIV/0!"}]
[null,0.55300000000000005,0,0,null,null,null,null,null,null,null,null,null,null,null,null,null,null,null,0.55300000000000005,0,{"$error":"#DIV/0!"}]
[null,0.55400000000000005,0,0,null,null,null,null,null,null,null,null,null,null,null,null,null,null,null,0.55400000000000005,0,{"$error":"#DIV/0!"}]
[null,0.55500000000000005,0,0,null,null,null,null,null,null,null,null,null,null,null,null,null,null,null,0.55500000000000005,0,{"$error":"#DIV/0!"}]
[null,0.55600000000000005,0,0,null,null,null,null,null,null,null,null,null,null,null,null,null,null,null,0.55600000000000005,0,{"$error":"#DIV/0!"}]
[null,0.55700000000000005,0,0,null,null,null,null,null,null,null,null,null,null,null,null,null,null,null,0.55700000000000005,0,{"$error":"#DIV/0!"}]
[null,0.55800000000000005,0,0,null,null,null,null,null,null,null,null,null,null,null,null,null,null,null,0.55800000000000005,0,{"$error":"#DIV/0!"}]
[null,0.55900000000000005,0,0,null,null,null,null,null,null,null,null,null,null,null,null,null,null,null,0.55900000000000005,0,{"$error":"#DIV/0!"}]
[null,0.56000000000000005,0,0,null,null,null,null,null,null,null,null,null,null,null,null,null,null,null,0.56000000000000005,0,{"$error":"#DIV/0!"}]
[null,0.56100000000000005,0,0,null,null,null,null,null,null,null,null,null,null,null,null,null,null,null,0.56100000000000005,0,{"$error":"#DIV/0!"}]
[null,0.56200000000000006,0,0,null,null,null,null,null,null,null,null,null,null,null,null,null,null,null,0.56200000000000006,0,{"$error":"#DIV/0!"}]
[null,0.56300000000000006,0,0,null,null,null,null,null,null,null,null,null,null,null,null,null,null,null,0.56300000000000006,0,{"$error":"#DIV/0!"}]
[null,0.56400000000000006,0,0,null,null,null,null,null,null,null,null,null,null,null,null,null,null,null,0.56400000000000006,0,{"$error":"#DIV/0!"}]
[null,0.56500000000000006,0,0,null,null,null,null,null,null,null,null,null,null,null,null,null,null,null,0.56500000000000006,0,{"$error":"#DIV/0!"}]
[null,0.56600000000000006,0,0,null,null,null,null,null,null,null,null,null,null,null,null,null,null,null,0.56600000000000006,0,{"$error":"#DIV/0!"}]
[null,0.56700000000000006,0,0,null,null,null,null,null,null,null,null,null,null,null,null,null,null,null,0.56700000000000006,0,{"$error":"#DIV/0!"}]
[null,0.56800000000000006,0,0,null,null,null,null,null,null,null,null,null,null,null,null,null,null,null,0.56800000000000006,0,{"$error":"#DIV/0!"}]
[null,0.56900000000000006,0,0,null,null,null,null,null,null,null,null,null,null,null,null,null,null,null,0.56900000000000006,0,{"$error":"#DIV/0!"}]
[null,0.57000000000000006,0,0,null,null,null,null,null,null,null,null,null,null,null,null,null,null,null,0.57000000000000006,0,{"$error":"#DIV/0!"}]
[null,0.57100000000000006,0,0,null,null,null,null,null,null,null,null,null,null,null,null,null,null,null,0.57100000000000006,0,{"$error":"#DIV/0!"}]
[null,0.57200000000000006,0,0,null,null,null,null,null,null,null,null,null,null,null,null,null,null,null,0.57200000000000006,0,{"$error":"#DIV/0!"}]
[null,0.57300000000000006,0,0,null,null,null,null,null,null,null,null,null,null,null,null,null,null,null,0.57300000000000006,0,{"$error":"#DIV/0!"}]
[null,0.57400000000000007,0,0,null,null,null,null,null,null,null,null,null,null,null,null,null,null,null,0.57400000000000007,0,{"$error":"#DIV/0!"}]
[null,0.57500000000000007,0,0,null,null,null,null,null,null,null,null,null,null,null,null,null,null,null,0.57500000000000007,0,{"$error":"#DIV/0!"}]
[null,0.57600000000000007,0,0,null,null,null,null,null,null,null,null,null,null,null,null,null,null,null,0.57600000000000007,0,{"$error":"#DIV/0!"}]
[null,0.57699999999999996,0,0,null,null,null,null,null,null,null,null,null,null,null,null,null,null,null,0.57699999999999996,0,{"$f":"D586/$D$3","v":{"$error":"#DIV/0!"}}]
[null,0.57799999999999996,0,0,null,null,null,null,null,null,null,null,null,null,null,null,null,null,null,0.57799999999999996,0,{"$error":"#DIV/0!"}]
[null,0.57899999999999996,0,0,null,null,null,null,null,null,null,null,null,null,null,null,null,null,null,0.57899999999999996,0,{"$error":"#DIV/0!"}]
[null,0.57999999999999996,0,0,null,null,null,null,null,null,null,null,null,null,null,null,null,null,null,0.57999999999999996,0,{"$error":"#DIV/0!"}]
[null,0.58099999999999996,0,0,null,null,null,null,null,null,null,null,null,null,null,null,null,null,null,0.58099999999999996,0,{"$error":"#DIV/0!"}]
[null,0.58199999999999996,0,0,null,null,null,null,null,null,null,null,null,null,null,null,null,null,null,0.58199999999999996,0,{"$error":"#DIV/0!"}]
[null,0.58299999999999996,0,0,null,null,null,null,null,null,null,null,null,null,null,null,null,null,null,0.58299999999999996,0,{"$error":"#DIV/0!"}]
[null,0.58399999999999996,0,0,null,null,null,null,null,null,null,null,null,null,null,null,null,null,null,0.58399999999999996,0,{"$error":"#DIV/0!"}]
[null,0.58499999999999996,0,0,null,null,null,null,null,null,null,null,null,null,null,null,null,null,null,0.58499999999999996,0,{"$error":"#DIV/0!"}]
[null,0.58599999999999997,0,0,null,null,null,null,null,null,null,null,null,null,null,null,null,null,null,0.58599999999999997,0,{"$error":"#DIV/0!"}]
[null,0.58699999999999997,0,0,null,null,null,null,null,null,null,null,null,null,null,null,null,null,null,0.58699999999999997,0,{"$error":"#DIV/0!"}]
[null,0.58799999999999997,0,0,null,null,null,null,null,null,null,null,null,null,null,null,null,null,null,0.58799999999999997,0,{"$error":"#DIV/0!"}]
[null,0.58899999999999997,0,0,null,null,null,null,null,null,null,null,null,null,null,null,null,null,null,0.58899999999999997,0,{"$error":"#DIV/0!"}]
[null,0.59,0,0,null,null,null,null,null,null,null,null,null,null,null,null,null,null,null,0.59,0,{"$error":"#DIV/0!"}]
[null,0.59099999999999997,0,0,null,null,null,null,null,null,null,null,null,null,null,null,null,null,null,0.59099999999999997,0,{"$error":"#DIV/0!"}]
[null,0.59199999999999997,0,0,null,null,null,null,null,null,null,null,null,null,null,null,null,null,null,0.59199999999999997,0,{"$error":"#DIV/0!"}]
[null,0.59299999999999997,0,0,null,null,null,null,null,null,null,null,null,null,null,null,null,null,null,0.59299999999999997,0,{"$error":"#DIV/0!"}]
[null,0.59399999999999997,0,0,null,null,null,null,null,null,null,null,null,null,null,null,null,null,null,0.59399999999999997,0,{"$error":"#DIV/0!"}]
[null,0.59499999999999997,0,0,null,null,null,null,null,null,null,null,null,null,null,null,null,null,null,0.59499999999999997,0,{"$error":"#DIV/0!"}]
[null,0.59599999999999997,0,0,null,null,null,null,null,null,null,null,null,null,null,null,null,null,null,0.59599999999999997,0,{"$error":"#DIV/0!"}]
[null,0.59699999999999998,0,0,null,null,null,null,null,null,null,null,null,null,null,null,null,null,null,0.59699999999999998,0,{"$error":"#DIV/0!"}]
[null,0.59799999999999998,0,0,null,null,null,null,null,null,null,null,null,null,null,null,null,null,null,0.59799999999999998,0,{"$error":"#DIV/0!"}]
[null,0.59899999999999998,0,0,null,null,null,null,null,null,null,null,null,null,null,null,null,null,null,0.59899999999999998,0,{"$error":"#DIV/0!"}]
[null,0.6,0,0,null,null,null,null,null,null,null,null,null,null,null,null,null,null,null,0.6,0,{"$error":"#DIV/0!"}]
[null,0.60099999999999998,0,0,null,null,null,null,null,null,null,null,null,null,null,null,null,null,null,0.60099999999999998,0,{"$error":"#DIV/0!"}]
[null,0.60199999999999998,0,0,null,null,null,null,null,null,null,null,null,null,null,null,null,null,null,0.60199999999999998,0,{"$error":"#DIV/0!"}]
[null,0.60299999999999998,0,0,null,null,null,null,null,null,null,null,null,null,null,null,null,null,null,0.60299999999999998,0,{"$error":"#DIV/0!"}]
[null,0.60399999999999998,0,0,null,null,null,null,null,null,null,null,null,null,null,null,null,null,null,0.60399999999999998,0,{"$error":"#DIV/0!"}]
[null,0.60499999999999998,0,0,null,null,null,null,null,null,null,null,null,null,null,null,null,null,null,0.60499999999999998,0,{"$error":"#DIV/0!"}]
[null,0.60599999999999998,0,0,null,null,null,null,null,null,null,null,null,null,null,null,null,null,null,0.60599999999999998,0,{"$error":"#DIV/0!"}]
[null,0.60699999999999998,0,0,null,null,null,null,null,null,null,null,null,null,null,null,null,null,null,0.60699999999999998,0,{"$error":"#DIV/0!"}]
[null,0.60799999999999998,0,0,null,null,null,null,null,null,null,null,null,null,null,null,null,null,null,0.60799999999999998,0,{"$error":"#DIV/0!"}]
[null,0.60899999999999999,0,0,null,null,null,null,null,null,null,null,null,null,null,null,null,null,null,0.60899999999999999,0,{"$error":"#DIV/0!"}]
[null,0.61,0,0,null,null,null,null,null,null,null,null,null,null,null,null,null,null,null,0.61,0,{"$error":"#DIV/0!"}]
[null,0.61099999999999999,0,0,null,null,null,null,null,null,null,null,null,null,null,null,null,null,null,0.61099999999999999,0,{"$error":"#DIV/0!"}]
[null,0.61199999999999999,0,0,null,null,null,null,null,null,null,null,null,null,null,null,null,null,null,0.61199999999999999,0,{"$error":"#DIV/0!"}]
[null,0.61299999999999999,0,0,null,null,null,null,null,null,null,null,null,null,null,null,null,null,null,0.61299999999999999,0,{"$error":"#DIV/0!"}]
[null,0.61399999999999999,0,0,null,null,null,null,null,null,null,null,null,null,null,null,null,null,null,0.61399999999999999,0,{"$error":"#DIV/0!"}]
[null,0.61499999999999999,0,0,null,null,null,null,null,null,null,null,null,null,null,null,null,null,null,0.61499999999999999,0,{"$error":"#DIV/0!"}]
[null,0.61599999999999999,0,0,null,null,null,null,null,null,null,null,null,null,null,null,null,null,null,0.61599999999999999,0,{"$error":"#DIV/0!"}]
[null,0.61699999999999999,0,0,null,null,null,null,null,null,null,null,null,null,null,null,null,null,null,0.61699999999999999,0,{"$error":"#DIV/0!"}]
[null,0.61799999999999999,0,0,null,null,null,null,null,null,null,null,null,null,null,null,null,null,null,0.61799999999999999,0,{"$error":"#DIV/0!"}]
[null,0.61899999999999999,0,0,null,null,null,null,null,null,null,null,null,null,null,null,null,null,null,0.61899999999999999,0,{"$error":"#DIV/0!"}]
[null,0.62,0,0,null,null,null,null,null,null,null,null,null,null,null,null,null,null,null,0.62,0,{"$error":"#DIV/0!"}]
[null,0.621,0,0,null,null,null,null,null,null,null,null,null,null,null,null,null,null,null,0.621,0,{"$error":"#DIV/0!"}]
[null,0.622,0,0,null,null,null,null,null,null,null,null,null,null,null,null,null,null,null,0.622,0,{"$error":"#DIV/0!"}]
[null,0.623,0,0,null,null,null,null,null,null,null,null,null,null,null,null,null,null,null,0.623,0,{"$error":"#DIV/0!"}]
[null,0.624,0,0,null,null,null,null,null,null,null,null,null,null,null,null,null,null,null,0.624,0,{"$error":"#DIV/0!"}]
[null,0.625,0,0,null,null,null,null,null,null,null,null,null,null,null,null,null,null,null,0.625,0,{"$error":"#DIV/0!"}]
[null,0.626,0,0,null,null,null,null,null,null,null,null,null,null,null,null,null,null,null,0.626,0,{"$error":"#DIV/0!"}]
[null,0.627,0,0,null,null,null,null,null,null,null,null,null,null,null,null,null,null,null,0.627,0,{"$error":"#DIV/0!"}]
[null,0.628,0,0,null,null,null,null,null,null,null,null,null,null,null,null,null,null,null,0.628,0,{"$error":"#DIV/0!"}]
[null,0.629,0,0,null,null,null,null,null,null,null,null,null,null,null,null,null,null,null,0.629,0,{"$error":"#DIV/0!"}]
[null,0.63,0,0,null,null,null,null,null,null,null,null,null,null,null,null,null,null,null,0.63,0,{"$error":"#DIV/0!"}]
[null,0.63100000000000001,0,0,null,null,null,null,null,null,null,null,null,null,null,null,null,null,null,0.63100000000000001,0,{"$error":"#DIV/0!"}]
[null,0.63200000000000001,0,0,null,null,null,null,null,null,null,null,null,null,null,null,null,null,null,0.63200000000000001,0,{"$error":"#DIV/0!"}]
[null,0.63300000000000001,0,0,null,null,null,null,null,null,null,null,null,null,null,null,null,null,null,0.63300000000000001,0,{"$error":"#DIV/0!"}]
[null,0.63400000000000001,0,0,null,null,null,null,null,null,null,null,null,null,null,null,null,null,null,0.63400000000000001,0,{"$error":"#DIV/0!"}]
[null,0.63500000000000001,0,0,null,null,null,null,null,null,null,null,null,null,null,null,null,null,null,0.63500000000000001,0,{"$error":"#DIV/0!"}]
[null,0.63600000000000001,0,0,null,null,null,null,null,null,null,null,null,null,null,null,null,null,null,0.63600000000000001,0,{"$error":"#DIV/0!"}]
[null,0.63700000000000001,0,0,null,null,null,null,null,null,null,null,null,null,null,null,null,null,null,0.63700000000000001,0,{"$error":"#DIV/0!"}]
[null,0.63800000000000001,0,0,null,null,null,null,null,null,null,null,null,null,null,null,null,null,null,0.63800000000000001,0,{"$error":"#DIV/0!"}]
[null,0.63900000000000001,0,0,null,null,null,null,null,null,null,null,null,null,null,null,null,null,null,0.63900000000000001,0,{"$error":"#DIV/0!"}]
[null,0.64,0,0,null,null,null,null,null,null,null,null,null,null,null,null,null,null,null,0.64,0,{"$error":"#DIV/0!"}]
[null,0.64100000000000001,0,0,null,null,null,null,null,null,null,null,null,null,null,null,null,null,null,0.64100000000000001,0,{"$f":"D650/$D$3","v":{"$error":"#DIV/0!"}}]
[null,0.64200000000000002,0,0,null,null,null,null,null,null,null,null,null,null,null,null,null,null,null,0.64200000000000002,0,{"$error":"#DIV/0!"}]
[null,0.64300000000000002,0,0,null,null,null,null,null,null,null,null,null,null,null,null,null,null,null,0.64300000000000002,0,{"$error":"#DIV/0!"}]
[null,0.64400000000000002,0,0,null,null,null,null,null,null,null,null,null,null,null,null,null,null,null,0.64400000000000002,0,{"$error":"#DIV/0!"}]
[null,0.64500000000000002,0,0,null,null,null,null,null,null,null,null,null,null,null,null,null,null,null,0.64500000000000002,0,{"$error":"#DIV/0!"}]
[null,0.64600000000000002,0,0,null,null,null,null,null,null,null,null,null,null,null,null,null,null,null,0.64600000000000002,0,{"$error":"#DIV/0!"}]
[null,0.64700000000000002,0,0,null,null,null,null,null,null,null,null,null,null,null,null,null,null,null,0.64700000000000002,0,{"$error":"#DIV/0!"}]
[null,0.64800000000000002,0,0,null,null,null,null,null,null,null,null,null,null,null,null,null,null,null,0.64800000000000002,0,{"$error":"#DIV/0!"}]
[null,0.64900000000000002,0,0,null,null,null,null,null,null,null,null,null,null,null,null,null,null,null,0.64900000000000002,0,{"$error":"#DIV/0!"}]
[null,0.65,0,0,null,null,null,null,null,null,null,null,null,null,null,null,null,null,null,0.65,0,{"$error":"#DIV/0!"}]
[null,0.65100000000000002,0,0,null,null,null,null,null,null,null,null,null,null,null,null,null,null,null,0.65100000000000002,0,{"$error":"#DIV/0!"}]
[null,0.65200000000000002,0,0,null,null,null,null,null,null,null,null,null,null,null,null,null,null,null,0.65200000000000002,0,{"$error":"#DIV/0!"}]
[null,0.65300000000000002,0,0,null,null,null,null,null,null,null,null,null,null,null,null,null,null,null,0.65300000000000002,0,{"$error":"#DIV/0!"}]
[null,0.65400000000000003,0,0,null,null,null,null,null,null,null,null,null,null,null,null,null,null,null,0.65400000000000003,0,{"$error":"#DIV/0!"}]
[null,0.65500000000000003,0,0,null,null,null,null,null,null,null,null,null,null,null,null,null,null,null,0.65500000000000003,0,{"$error":"#DIV/0!"}]
[null,0.65600000000000003,0,0,null,null,null,null,null,null,null,null,null,null,null,null,null,null,null,0.65600000000000003,0,{"$error":"#DIV/0!"}]
[null,0.65700000000000003,0,0,null,null,null,null,null,null,null,null,null,null,null,null,null,null,null,0.65700000000000003,0,{"$error":"#DIV/0!"}]
[null,0.65800000000000003,0,0,null,null,null,null,null,null,null,null,null,null,null,null,null,null,null,0.65800000000000003,0,{"$error":"#DIV/0!"}]
[null,0.65900000000000003,0,0,null,null,null,null,null,null,null,null,null,null,null,null,null,null,null,0.65900000000000003,0,{"$error":"#DIV/0!"}]
[null,0.66,0,0,null,null,null,null,null,null,null,null,null,null,null,null,null,null,null,0.66,0,{"$error":"#DIV/0!"}]
[null,0.66100000000000003,0,0,null,null,null,null,null,null,null,null,null,null,null,null,null,null,null,0.66100000000000003,0,{"$error":"#DIV/0!"}]
[null,0.66200000000000003,0,0,null,null,null,null,null,null,null,null,null,null,null,null,null,null,null,0.66200000000000003,0,{"$error":"#DIV/0!"}]
[null,0.66300000000000003,0,0,null,null,null,null,null,null,null,null,null,null,null,null,null,null,null,0.66300000000000003,0,{"$error":"#DIV/0!"}]
[null,0.66400000000000003,0,0,null,null,null,null,null,null,null,null,null,null,null,null,null,null,null,0.66400000000000003,0,{"$error":"#DIV/0!"}]
[null,0.66500000000000004,0,0,null,null,null,null,null,null,null,null,null,null,null,null,null,null,null,0.66500000000000004,0,{"$error":"#DIV/0!"}]
[null,0.66600000000000004,0,0,null,null,null,null,null,null,null,null,null,null,null,null,null,null,null,0.66600000000000004,0,{"$error":"#DIV/0!"}]
[null,0.66700000000000004,0,0,null,null,null,null,null,null,null,null,null,null,null,null,null,null,null,0.66700000000000004,0,{"$error":"#DIV/0!"}]
[null,0.66800000000000004,0,0,null,null,null,null,null,null,null,null,null,null,null,null,null,null,null,0.66800000000000004,0,{"$error":"#DIV/0!"}]
[null,0.66900000000000004,0,0,null,null,null,null,null,null,null,null,null,null,null,null,null,null,null,0.66900000000000004,0,{"$error":"#DIV/0!"}]
[null,0.67,0,0,null,null,null,null,null,null,null,null,null,null,null,null,null,null,null,0.67,0,{"$error":"#DIV/0!"}]
[null,0.67100000000000004,0,0,null,null,null,null,null,null,null,null,null,null,null,null,null,null,null,0.67100000000000004,0,{"$error":"#DIV/0!"}]
[null,0.67200000000000004,0,0,null,null,null,null,null,null,null,null,null,null,null,null,null,null,null,0.67200000000000004,0,{"$error":"#DIV/0!"}]
[null,0.67300000000000004,0,0,null,null,null,null,null,null,null,null,null,null,null,null,null,null,null,0.67300000000000004,0,{"$error":"#DIV/0!"}]
[null,0.67400000000000004,0,0,null,null,null,null,null,null,null,null,null,null,null,null,null,null,null,0.67400000000000004,0,{"$error":"#DIV/0!"}]
[null,0.67500000000000004,0,0,null,null,null,null,null,null,null,null,null,null,null,null,null,null,null,0.67500000000000004,0,{"$error":"#DIV/0!"}]
[null,0.67600000000000005,0,0,null,null,null,null,null,null,null,null,null,null,null,null,null,null,null,0.67600000000000005,0,{"$error":"#DIV/0!"}]
[null,0.67700000000000005,0,0,null,null,null,null,null,null,null,null,null,null,null,null,null,null,null,0.67700000000000005,0,{"$error":"#DIV/0!"}]
[null,0.67800000000000005,0,0,null,null,null,null,null,null,null,null,null,null,null,null,null,null,null,0.67800000000000005,0,{"$error":"#DIV/0!"}]
[null,0.67900000000000005,0,0,null,null,null,null,null,null,null,null,null,null,null,null,null,null,null,0.67900000000000005,0,{"$error":"#DIV/0!"}]
[null,0.68,0,0,null,null,null,null,null,null,null,null,null,null,null,null,null,null,null,0.68,0,{"$error":"#DIV/0!"}]
[null,0.68100000000000005,0,0,null,null,null,null,null,null,null,null,null,null,null,null,null,null,null,0.68100000000000005,0,{"$error":"#DIV/0!"}]
[null,0.68200000000000005,0,0,null,null,null,null,null,null,null,null,null,null,null,null,null,null,null,0.68200000000000005,0,{"$error":"#DIV/0!"}]
[null,0.68300000000000005,0,0,null,null,null,null,null,null,null,null,null,null,null,null,null,null,null,0.68300000000000005,0,{"$error":"#DIV/0!"}]
[null,0.68400000000000005,0,0,null,null,null,null,null,null,null,null,null,null,null,null,null,null,null,0.68400000000000005,0,{"$error":"#DIV/0!"}]
[null,0.68500000000000005,0,0,null,null,null,null,null,null,null,null,null,null,null,null,null,null,null,0.68500000000000005,0,{"$error":"#DIV/0!"}]
[null,0.68600000000000005,0,0,null,null,null,null,null,null,null,null,null,null,null,null,null,null,null,0.68600000000000005,0,{"$error":"#DIV/0!"}]
[null,0.68700000000000006,0,0,null,null,null,null,null,null,null,null,null,null,null,null,null,null,null,0.68700000000000006,0,{"$error":"#DIV/0!"}]
[null,0.68800000000000006,0,0,null,null,null,null,null,null,null,null,null,null,null,null,null,null,null,0.68800000000000006,0,{"$error":"#DIV/0!"}]
[null,0.68900000000000006,0,0,null,null,null,null,null,null,null,null,null,null,null,null,null,null,null,0.68900000000000006,0,{"$error":"#DIV/0!"}]
[null,0.69000000000000006,0,0,null,null,null,null,null,null,null,null,null,null,null,null,null,null,null,0.69000000000000006,0,{"$error":"#DIV/0!"}]
[null,0.69100000000000006,0,0,null,null,null,null,null,null,null,null,null,null,null,null,null,null,null,0.69100000000000006,0,{"$error":"#DIV/0!"}]
[null,0.69200000000000006,0,0,null,null,null,null,null,null,null,null,null,null,null,null,null,null,null,0.69200000000000006,0,{"$error":"#DIV/0!"}]
[null,0.69300000000000006,0,0,null,null,null,null,null,null,null,null,null,null,null,null,null,null,null,0.69300000000000006,0,{"$error":"#DIV/0!"}]
[null,0.69400000000000006,0,0,null,null,null,null,null,null,null,null,null,null,null,null,null,null,null,0.69400000000000006,0,{"$error":"#DIV/0!"}]
[null,0.69500000000000006,0,0,null,null,null,null,null,null,null,null,null,null,null,null,null,null,null,0.69500000000000006,0,{"$error":"#DIV/0!"}]
[null,0.69600000000000006,0,0,null,null,null,null,null,null,null,null,null,null,null,null,null,null,null,0.69600000000000006,0,{"$error":"#DIV/0!"}]
[null,0.69700000000000006,0,0,null,null,null,null,null,null,null,null,null,null,null,null,null,null,null,0.69700000000000006,0,{"$error":"#DIV/0!"}]
[null,0.69800000000000006,0,0,null,null,null,null,null,null,null,null,null,null,null,null,null,null,null,0.69800000000000006,0,{"$error":"#DIV/0!"}]
[null,0.69900000000000007,0,0,null,null,null,null,null,null,null,null,null,null,null,null,null,null,null,0.69900000000000007,0,{"$error":"#DIV/0!"}]
[null,0.70000000000000007,0,0,null,null,null,null,null,null,null,null,null,null,null,null,null,null,null,0.70000000000000007,0,{"$error":"#DIV/0!"}]
[null,0.70100000000000007,0,0,null,null,null,null,null,null,null,null,null,null,null,null,null,null,null,0.70100000000000007,0,{"$error":"#DIV/0!"}]
[null,0.70200000000000007,0,0,null,null,null,null,null,null,null,null,null,null,null,null,null,null,null,0.70200000000000007,0,{"$error":"#DIV/0!"}]
[null,0.70300000000000007,0,0,null,null,null,null,null,null,null,null,null,null,null,null,null,null,null,0.70300000000000007,0,{"$error":"#DIV/0!"}]
[null,0.70399999999999996,0,0,null,null,null,null,null,null,null,null,null,null,null,null,null,null,null,0.70399999999999996,0,{"$error":"#DIV/0!"}]
[null,0.70499999999999996,0,0,null,null,null,null,null,null,null,null,null,null,null,null,null,null,null,0.70499999999999996,0,{"$f":"D714/$D$3","v":{"$error":"#DIV/0!"}}]
[null,0.70599999999999996,0,0,null,null,null,null,null,null,null,null,null,null,null,null,null,null,null,0.70599999999999996,0,{"$error":"#DIV/0!"}]
[null,0.70699999999999996,0,0,null,null,null,null,null,null,null,null,null,null,null,null,null,null,null,0.70699999999999996,0,{"$error":"#DIV/0!"}]
[null,0.70799999999999996,0,0,null,null,null,null,null,null,null,null,null,null,null,null,null,null,null,0.70799999999999996,0,{"$error":"#DIV/0!"}]
[null,0.70899999999999996,0,0,null,null,null,null,null,null,null,null,null,null,null,null,null,null,null,0.70899999999999996,0,{"$error":"#DIV/0!"}]
[null,0.71,0,0,null,null,null,null,null,null,null,null,null,null,null,null,null,null,null,0.71,0,{"$error":"#DIV/0!"}]
[null,0.71099999999999997,0,0,null,null,null,null,null,null,null,null,null,null,null,null,null,null,null,0.71099999999999997,0,{"$error":"#DIV/0!"}]
[null,0.71199999999999997,0,0,null,null,null,null,null,null,null,null,null,null,null,null,null,null,null,0.71199999999999997,0,{"$error":"#DIV/0!"}]
[null,0.71299999999999997,0,0,null,null,null,null,null,null,null,null,null,null,null,null,null,null,null,0.71299999999999997,0,{"$error":"#DIV/0!"}]
[null,0.71399999999999997,0,0,null,null,null,null,null,null,null,null,null,null,null,null,null,null,null,0.71399999999999997,0,{"$error":"#DIV/0!"}]
[null,0.71499999999999997,0,0,null,null,null,null,null,null,null,null,null,null,null,null,null,null,null,0.71499999999999997,0,{"$error":"#DIV/0!"}]
[null,0.71599999999999997,0,0,null,null,null,null,null,null,null,null,null,null,null,null,null,null,null,0.71599999999999997,0,{"$error":"#DIV/0!"}]
[null,0.71699999999999997,0,0,null,null,null,null,null,null,null,null,null,null,null,null,null,null,null,0.71699999999999997,0,{"$error":"#DIV/0!"}]
[null,0.71799999999999997,0,0,null,null,null,null,null,null,null,null,null,null,null,null,null,null,null,0.71799999999999997,0,{"$error":"#DIV/0!"}]
[null,0.71899999999999997,0,0,null,null,null,null,null,null,null,null,null,null,null,null,null,null,null,0.71899999999999997,0,{"$error":"#DIV/0!"}]
[null,0.72,0,0,null,null,null,null,null,null,null,null,null,null,null,null,null,null,null,0.72,0,{"$error":"#DIV/0!"}]
[null,0.72099999999999997,0,0,null,null,null,null,null,null,null,null,null,null,null,null,null,null,null,0.72099999999999997,0,{"$error":"#DIV/0!"}]
[null,0.72199999999999998,0,0,null,null,null,null,null,null,null,null,null,null,null,null,null,null,null,0.72199999999999998,0,{"$error":"#DIV/0!"}]
[null,0.72299999999999998,0,0,null,null,null,null,null,null,null,null,null,null,null,null,null,null,null,0.72299999999999998,0,{"$error":"#DIV/0!"}]
[null,0.72399999999999998,0,0,null,null,null,null,null,null,null,null,null,null,null,null,null,null,null,0.72399999999999998,0,{"$error":"#DIV/0!"}]
[null,0.72499999999999998,0,0,null,null,null,null,null,null,null,null,null,null,null,null,null,null,null,0.72499999999999998,0,{"$error":"#DIV/0!"}]
[null,0.72599999999999998,0,0,null,null,null,null,null,null,null,null,null,null,null,null,null,null,null,0.72599999999999998,0,{"$error":"#DIV/0!"}]
[null,0.72699999999999998,0,0,null,null,null,null,null,null,null,null,null,null,null,null,null,null,null,0.72699999999999998,0,{"$error":"#DIV/0!"}]
[null,0.72799999999999998,0,0,null,null,null,null,null,null,null,null,null,null,null,null,null,null,null,0.72799999999999998,0,{"$error":"#DIV/0!"}]
[null,0.72899999999999998,0,0,null,null,null,null,null,null,null,null,null,null,null,null,null,null,null,0.72899999999999998,0,{"$error":"#DIV/0!"}]
[null,0.73,0,0,null,null,null,null,null,null,null,null,null,null,null,null,null,null,null,0.73,0,{"$error":"#DIV/0!"}]
[null,0.73099999999999998,0,0,null,null,null,null,null,null,null,null,null,null,null,null,null,null,null,0.73099999999999998,0,{"$error":"#DIV/0!"}]
[null,0.73199999999999998,0,0,null,null,null,null,null,null,null,null,null,null,null,null,null,null,null,0.73199999999999998,0,{"$error":"#DIV/0!"}]
[null,0.73299999999999998,0,0,null,null,null,null,null,null,null,null,null,null,null,null,null,null,null,0.73299999999999998,0,{"$error":"#DIV/0!"}]
[null,0.73399999999999999,0,0,null,null,null,null,null,null,null,null,null,null,null,null,null,null,null,0.73399999999999999,0,{"$error":"#DIV/0!"}]
[null,0.73499999999999999,0,0,null,null,null,null,null,null,null,null,null,null,null,null,null,null,null,0.73499999999999999,0,{"$error":"#DIV/0!"}]
[null,0.73599999999999999,0,0,null,null,null,null,null,null,null,null,null,null,null,null,null,null,null,0.73599999999999999,0,{"$error":"#DIV/0!"}]
[null,0.73699999999999999,0,0,null,null,null,null,null,null,null,null,null,null,null,null,null,null,null,0.73699999999999999,0,{"$error":"#DIV/0!"}]
[null,0.73799999999999999,0,0,null,null,null,null,null,null,null,null,null,null,null,null,null,null,null,0.73799999999999999,0,{"$error":"#DIV/0!"}]
[null,0.73899999999999999,0,0,null,null,null,null,null,null,null,null,null,null,null,null,null,null,null,0.73899999999999999,0,{"$error":"#DIV/0!"}]
[null,0.74,0,0,null,null,null,null,null,null,null,null,null,null,null,null,null,null,null,0.74,0,{"$error":"#DIV/0!"}]
[null,0.74099999999999999,0,0,null,null,null,null,null,null,null,null,null,null,null,null,null,null,null,0.74099999999999999,0,{"$error":"#DIV/0!"}]
[null,0.74199999999999999,0,0,null,null,null,null,null,null,null,null,null,null,null,null,null,null,null,0.74199999999999999,0,{"$error":"#DIV/0!"}]
[null,0.74299999999999999,0,0,null,null,null,null,null,null,null,null,null,null,null,null,null,null,null,0.74299999999999999,0,{"$error":"#DIV/0!"}]
[null,0.74399999999999999,0,0,null,null,null,null,null,null,null,null,null,null,null,null,null,null,null,0.74399999999999999,0,{"$error":"#DIV/0!"}]
[null,0.745,0,0,null,null,null,null,null,null,null,null,null,null,null,null,null,null,null,0.745,0,{"$error":"#DIV/0!"}]
[null,0.746,0,0,null,null,null,null,null,null,null,null,null,null,null,null,null,null,null,0.746,0,{"$error":"#DIV/0!"}]
[null,0.747,0,0,null,null,null,null,null,null,null,null,null,null,null,null,null,null,null,0.747,0,{"$error":"#DIV/0!"}]
[null,0.748,0,0,null,null,null,null,null,null,null,null,null,null,null,null,null,null,null,0.748,0,{"$error":"#DIV/0!"}]
[null,0.749,0,0,null,null,null,null,null,null,null,null,null,null,null,null,null,null,null,0.749,0,{"$error":"#DIV/0!"}]
[null,0.75,0,0,null,null,null,null,null,null,null,null,null,null,null,null,null,null,null,0.75,0,{"$error":"#DIV/0!"}]
[null,0.751,0,0,null,null,null,null,null,null,null,null,null,null,null,null,null,null,null,0.751,0,{"$error":"#DIV/0!"}]
[null,0.752,0,0,null,null,null,null,null,null,null,null,null,null,null,null,null,null,null,0.752,0,{"$error":"#DIV/0!"}]
[null,0.753,0,0,null,null,null,null,null,null,null,null,null,null,null,null,null,null,null,0.753,0,{"$error":"#DIV/0!"}]
[null,0.754,0,0,null,null,null,null,null,null,null,null,null,null,null,null,null,null,null,0.754,0,{"$error":"#DIV/0!"}]
[null,0.755,0,0,null,null,null,null,null,null,null,null,null,null,null,null,null,null,null,0.755,0,{"$error":"#DIV/0!"}]
[null,0.75600000000000001,0,0,null,null,null,null,null,null,null,null,null,null,null,null,null,null,null,0.75600000000000001,0,{"$error":"#DIV/0!"}]
[null,0.75700000000000001,0,0,null,null,null,null,null,null,null,null,null,null,null,null,null,null,null,0.75700000000000001,0,{"$error":"#DIV/0!"}]
[null,0.75800000000000001,0,0,null,null,null,null,null,null,null,null,null,null,null,null,null,null,null,0.75800000000000001,0,{"$error":"#DIV/0!"}]
[null,0.75900000000000001,0,0,null,null,null,null,null,null,null,null,null,null,null,null,null,null,null,0.75900000000000001,0,{"$error":"#DIV/0!"}]
[null,0.76,0,0,null,null,null,null,null,null,null,null,null,null,null,null,null,null,null,0.76,0,{"$error":"#DIV/0!"}]
[null,0.76100000000000001,0,0,null,null,null,null,null,null,null,null,null,null,null,null,null,null,null,0.76100000000000001,0,{"$error":"#DIV/0!"}]
[null,0.76200000000000001,0,0,null,null,null,null,null,null,null,null,null,null,null,null,null,null,null,0.76200000000000001,0,{"$error":"#DIV/0!"}]
[null,0.76300000000000001,0,0,null,null,null,null,null,null,null,null,null,null,null,null,null,null,null,0.76300000000000001,0,{"$error":"#DIV/0!"}]
[null,0.76400000000000001,0,0,null,null,null,null,null,null,null,null,null,null,null,null,null,null,null,0.76400000000000001,0,{"$error":"#DIV/0!"}]
[null,0.76500000000000001,0,0,null,null,null,null,null,null,null,null,null,null,null,null,null,null,null,0.76500000000000001,0,{"$error":"#DIV/0!"}]
[null,0.76600000000000001,0,0,null,null,null,null,null,null,null,null,null,null,null,null,null,null,null,0.76600000000000001,0,{"$error":"#DIV/0!"}]
[null,0.76700000000000002,0,0,null,null,null,null,null,null,null,null,null,null,null,null,null,null,null,0.76700000000000002,0,{"$error":"#DIV/0!"}]
[null,0.76800000000000002,0,0,null,null,null,null,null,null,null,null,null,null,null,null,null,null,null,0.76800000000000002,0,{"$error":"#DIV/0!"}]
[null,0.76900000000000002,0,0,null,null,null,null,null,null,null,null,null,null,null,null,null,null,null,0.76900000000000002,0,{"$f":"D778/$D$3","v":{"$error":"#DIV/0!"}}]
[null,0.77,0,0,null,null,null,null,null,null,null,null,null,null,null,null,null,null,null,0.77,0,{"$error":"#DIV/0!"}]
[null,0.77100000000000002,0,0,null,null,null,null,null,null,null,null,null,null,null,null,null,null,null,0.77100000000000002,0,{"$error":"#DIV/0!"}]
[null,0.77200000000000002,0,0,null,null,null,null,null,null,null,null,null,null,null,null,null,null,null,0.77200000000000002,0,{"$error":"#DIV/0!"}]
[null,0.77300000000000002,0,0,null,null,null,null,null,null,null,null,null,null,null,null,null,null,null,0.77300000000000002,0,{"$error":"#DIV/0!"}]
[null,0.77400000000000002,0,0,null,null,null,null,null,null,null,null,null,null,null,null,null,null,null,0.77400000000000002,0,{"$error":"#DIV/0!"}]
[null,0.77500000000000002,0,0,null,null,null,null,null,null,null,null,null,null,null,null,null,null,null,0.77500000000000002,0,{"$error":"#DIV/0!"}]
[null,0.77600000000000002,0,0,null,null,null,null,null,null,null,null,null,null,null,null,null,null,null,0.77600000000000002,0,{"$error":"#DIV/0!"}]
[null,0.77700000000000002,0,0,null,null,null,null,null,null,null,null,null,null,null,null,null,null,null,0.77700000000000002,0,{"$error":"#DIV/0!"}]
[null,0.77800000000000002,0,0,null,null,null,null,null,null,null,null,null,null,null,null,null,null,null,0.77800000000000002,0,{"$error":"#DIV/0!"}]
[null,0.77900000000000003,0,0,null,null,null,null,null,null,null,null,null,null,null,null,null,null,null,0.77900000000000003,0,{"$error":"#DIV/0!"}]
[null,0.78,0,0,null,null,null,null,null,null,null,null,null,null,null,null,null,null,null,0.78,0,{"$error":"#DIV/0!"}]
[null,0.78100000000000003,0,0,null,null,null,null,null,null,null,null,null,null,null,null,null,null,null,0.78100000000000003,0,{"$error":"#DIV/0!"}]
[null,0.78200000000000003,0,0,null,null,null,null,null,null,null,null,null,null,null,null,null,null,null,0.78200000000000003,0,{"$error":"#DIV/0!"}]
[null,0.78300000000000003,0,0,null,null,null,null,null,null,null,null,null,null,null,null,null,null,null,0.78300000000000003,0,{"$error":"#DIV/0!"}]
[null,0.78400000000000003,0,0,null,null,null,null,null,null,null,null,null,null,null,null,null,null,null,0.78400000000000003,0,{"$error":"#DIV/0!"}]
[null,0.78500000000000003,0,0,null,null,null,null,null,null,null,null,null,null,null,null,null,null,null,0.78500000000000003,0,{"$error":"#DIV/0!"}]
[null,0.78600000000000003,0,0,null,null,null,null,null,null,null,null,null,null,null,null,null,null,null,0.78600000000000003,0,{"$error":"#DIV/0!"}]
[null,0.78700000000000003,0,0,null,null,null,null,null,null,null,null,null,null,null,null,null,null,null,0.78700000000000003,0,{"$error":"#DIV/0!"}]
[null,0.78800000000000003,0,0,null,null,null,null,null,null,null,null,null,null,null,null,null,null,null,0.78800000000000003,0,{"$error":"#DIV/0!"}]
[null,0.78900000000000003,0,0,null,null,null,null,null,null,null,null,null,null,null,null,null,null,null,0.78900000000000003,0,{"$error":"#DIV/0!"}]
[null,0.79,0,0,null,null,null,null,null,null,null,null,null,null,null,null,null,null,null,0.79,0,{"$error":"#DIV/0!"}]
[null,0.79100000000000004,0,0,null,null,null,null,null,null,null,null,null,null,null,null,null,null,null,0.79100000000000004,0,{"$error":"#DIV/0!"}]
[null,0.79200000000000004,0,0,null,null,null,null,null,null,null,null,null,null,null,null,null,null,null,0.79200000000000004,0,{"$error":"#DIV/0!"}]
[null,0.79300000000000004,0,0,null,null,null,null,null,null,null,null,null,null,null,null,null,null,null,0.79300000000000004,0,{"$error":"#DIV/0!"}]
[null,0.79400000000000004,0,0,null,null,null,null,null,null,null,null,null,null,null,null,null,null,null,0.79400000000000004,0,{"$error":"#DIV/0!"}]
[null,0.79500000000000004,0,0,null,null,null,null,null,null,null,null,null,null,null,null,null,null,null,0.79500000000000004,0,{"$error":"#DIV/0!"}]
[null,0.79600000000000004,0,0,null,null,null,null,null,null,null,null,null,null,null,null,null,null,null,0.79600000000000004,0,{"$error":"#DIV/0!"}]
[null,0.79700000000000004,0,0,null,null,null,null,null,null,null,null,null,null,null,null,null,null,null,0.79700000000000004,0,{"$error":"#DIV/0!"}]
[null,0.79800000000000004,0,0,null,null,null,null,null,null,null,null,null,null,null,null,null,null,null,0.79800000000000004,0,{"$error":"#DIV/0!"}]
[null,0.79900000000000004,0,0,null,null,null,null,null,null,null,null,null,null,null,null,null,null,null,0.79900000000000004,0,{"$error":"#DIV/0!"}]
[null,0.8,0,0,null,null,null,null,null,null,null,null,null,null,null,null,null,null,null,0.8,0,{"$error":"#DIV/0!"}]
[null,0.80100000000000005,0,0,null,null,null,null,null,null,null,null,null,null,null,null,null,null,null,0.80100000000000005,0,{"$error":"#DIV/0!"}]
[null,0.80200000000000005,0,0,null,null,null,null,null,null,null,null,null,null,null,null,null,null,null,0.80200000000000005,0,{"$error":"#DIV/0!"}]
[null,0.80300000000000005,0,0,null,null,null,null,null,null,null,null,null,null,null,null,null,null,null,0.80300000000000005,0,{"$error":"#DIV/0!"}]
[null,0.80400000000000005,0,0,null,null,null,null,null,null,null,null,null,null,null,null,null,null,null,0.80400000000000005,0,{"$error":"#DIV/0!"}]
[null,0.80500000000000005,0,0,null,null,null,null,null,null,null,null,null,null,null,null,null,null,null,0.80500000000000005,0,{"$error":"#DIV/0!"}]
[null,0.80600000000000005,0,0,null,null,null,null,null,null,null,null,null,null,null,null,null,null,null,0.80600000000000005,0,{"$error":"#DIV/0!"}]
[null,0.80700000000000005,0,0,null,null,null,null,null,null,null,null,null,null,null,null,null,null,null,0.80700000000000005,0,{"$error":"#DIV/0!"}]
[null,0.80800000000000005,0,0,null,null,null,null,null,null,null,null,null,null,null,null,null,null,null,0.80800000000000005,0,{"$error":"#DIV/0!"}]
[null,0.80900000000000005,0,0,null,null,null,null,null,null,null,null,null,null,null,null,null,null,null,0.80900000000000005,0,{"$error":"#DIV/0!"}]
[null,0.81,0,0,null,null,null,null,null,null,null,null,null,null,null,null,null,null,null,0.81,0,{"$error":"#DIV/0!"}]
[null,0.81100000000000005,0,0,null,null,null,null,null,null,null,null,null,null,null,null,null,null,null,0.81100000000000005,0,{"$error":"#DIV/0!"}]
[null,0.81200000000000006,0,0,null,null,null,null,null,null,null,null,null,null,null,null,null,null,null,0.81200000000000006,0,{"$error":"#DIV/0!"}]
[null,0.81300000000000006,0,0,null,null,null,null,null,null,null,null,null,null,null,null,null,null,null,0.81300000000000006,0,{"$error":"#DIV/0!"}]
[null,0.81400000000000006,0,0,null,null,null,null,null,null,null,null,null,null,null,null,null,null,null,0.81400000000000006,0,{"$error":"#DIV/0!"}]
[null,0.81500000000000006,0,0,null,null,null,null,null,null,null,null,null,null,null,null,null,null,null,0.81500000000000006,0,{"$error":"#DIV/0!"}]
[null,0.81600000000000006,0,0,null,null,null,null,null,null,null,null,null,null,null,null,null,null,null,0.81600000000000006,0,{"$error":"#DIV/0!"}]
[null,0.81700000000000006,0,0,null,null,null,null,null,null,null,null,null,null,null,null,null,null,null,0.81700000000000006,0,{"$error":"#DIV/0!"}]
[null,0.81800000000000006,0,0,null,null,null,null,null,null,null,null,null,null,null,null,null,null,null,0.81800000000000006,0,{"$error":"#DIV/0!"}]
[null,0.81900000000000006,0,0,null,null,null,null,null,null,null,null,null,null,null,null,null,null,null,0.81900000000000006,0,{"$error":"#DIV/0!"}]
[null,0.82000000000000006,0,0,null,null,null,null,null,null,null,null,null,null,null,null,null,null,null,0.82000000000000006,0,{"$error":"#DIV/0!"}]
[null,0.82100000000000006,0,0,null,null,null,null,null,null,null,null,null,null,null,null,null,null,null,0.82100000000000006,0,{"$error":"#DIV/0!"}]
[null,0.82200000000000006,0,0,null,null,null,null,null,null,null,null,null,null,null,null,null,null,null,0.82200000000000006,0,{"$error":"#DIV/0!"}]
[null,0.82300000000000006,0,0,null,null,null,null,null,null,null,null,null,null,null,null,null,null,null,0.82300000000000006,0,{"$error":"#DIV/0!"}]
[null,0.82400000000000007,0,0,null,null,null,null,null,null,null,null,null,null,null,null,null,null,null,0.82400000000000007,0,{"$error":"#DIV/0!"}]
[null,0.82500000000000007,0,0,null,null,null,null,null,null,null,null,null,null,null,null,null,null,null,0.82500000000000007,0,{"$error":"#DIV/0!"}]
[null,0.82600000000000007,0,0,null,null,null,null,null,null,null,null,null,null,null,null,null,null,null,0.82600000000000007,0,{"$error":"#DIV/0!"}]
[null,0.82700000000000007,0,0,null,null,null,null,null,null,null,null,null,null,null,null,null,null,null,0.82700000000000007,0,{"$error":"#DIV/0!"}]
[null,0.82800000000000007,0,0,null,null,null,null,null,null,null,null,null,null,null,null,null,null,null,0.82800000000000007,0,{"$error":"#DIV/0!"}]
[null,0.82900000000000007,0,0,null,null,null,null,null,null,null,null,null,null,null,null,null,null,null,0.82900000000000007,0,{"$error":"#DIV/0!"}]
[null,0.83000000000000007,0,0,null,null,null,null,null,null,null,null,null,null,null,null,null,null,null,0.83000000000000007,0,{"$error":"#DIV/0!"}]
[null,0.83100000000000007,0,0,null,null,null,null,null,null,null,null,null,null,null,null,null,null,null,0.83100000000000007,0,{"$error":"#DIV/0!"}]
[null,0.83200000000000007,0,0,null,null,null,null,null,null,null,null,null,null,null,null,null,null,null,0.83200000000000007,0,{"$error":"#DIV/0!"}]
[null,0.83299999999999996,0,0,null,null,null,null,null,null,null,null,null,null,null,null,null,null,null,0.83299999999999996,0,{"$f":"D842/$D$3","v":{"$error":"#DIV/0!"}}]
[null,0.83399999999999996,0,0,null,null,null,null,null,null,null,null,null,null,null,null,null,null,null,0.83399999999999996,0,{"$error":"#DIV/0!"}]
[null,0.83499999999999996,0,0,null,null,null,null,null,null,null,null,null,null,null,null,null,null,null,0.83499999999999996,0,{"$error":"#DIV/0!"}]
[null,0.83599999999999997,0,0,null,null,null,null,null,null,null,null,null,null,null,null,null,null,null,0.83599999999999997,0,{"$error":"#DIV/0!"}]
[null,0.83699999999999997,0,0,null,null,null,null,null,null,null,null,null,null,null,null,null,null,null,0.83699999999999997,0,{"$error":"#DIV/0!"}]
[null,0.83799999999999997,0,0,null,null,null,null,null,null,null,null,null,null,null,null,null,null,null,0.83799999999999997,0,{"$error":"#DIV/0!"}]
[null,0.83899999999999997,0,0,null,null,null,null,null,null,null,null,null,null,null,null,null,null,null,0.83899999999999997,0,{"$error":"#DIV/0!"}]
[null,0.84,0,0,null,null,null,null,null,null,null,null,null,null,null,null,null,null,null,0.84,0,{"$error":"#DIV/0!"}]
[null,0.84099999999999997,0,0,null,null,null,null,null,null,null,null,null,null,null,null,null,null,null,0.84099999999999997,0,{"$error":"#DIV/0!"}]
[null,0.84199999999999997,0,0,null,null,null,null,null,null,null,null,null,null,null,null,null,null,null,0.84199999999999997,0,{"$error":"#DIV/0!"}]
[null,0.84299999999999997,0,0,null,null,null,null,null,null,null,null,null,null,null,null,null,null,null,0.84299999999999997,0,{"$error":"#DIV/0!"}]
[null,0.84399999999999997,0,0,null,null,null,null,null,null,null,null,null,null,null,null,null,null,null,0.84399999999999997,0,{"$error":"#DIV/0!"}]
[null,0.84499999999999997,0,0,null,null,null,null,null,null,null,null,null,null,null,null,null,null,null,0.84499999999999997,0,{"$error":"#DIV/0!"}]
[null,0.84599999999999997,0,0,null,null,null,null,null,null,null,null,null,null,null,null,null,null,null,0.84599999999999997,0,{"$error":"#DIV/0!"}]
[null,0.84699999999999998,0,0,null,null,null,null,null,null,null,null,null,null,null,null,null,null,null,0.84699999999999998,0,{"$error":"#DIV/0!"}]
[null,0.84799999999999998,0,0,null,null,null,null,null,null,null,null,null,null,null,null,null,null,null,0.84799999999999998,0,{"$error":"#DIV/0!"}]
[null,0.84899999999999998,0,0,null,null,null,null,null,null,null,null,null,null,null,null,null,null,null,0.84899999999999998,0,{"$error":"#DIV/0!"}]
[null,0.85,0,0,null,null,null,null,null,null,null,null,null,null,null,null,null,null,null,0.85,0,{"$error":"#DIV/0!"}]
[null,0.85099999999999998,0,0,null,null,null,null,null,null,null,null,null,null,null,null,null,null,null,0.85099999999999998,0,{"$error":"#DIV/0!"}]
[null,0.85199999999999998,0,0,null,null,null,null,null,null,null,null,null,null,null,null,null,null,null,0.85199999999999998,0,{"$error":"#DIV/0!"}]
[null,0.85299999999999998,0,0,null,null,null,null,null,null,null,null,null,null,null,null,null,null,null,0.85299999999999998,0,{"$error":"#DIV/0!"}]
[null,0.85399999999999998,0,0,null,null,null,null,null,null,null,null,null,null,null,null,null,null,null,0.85399999999999998,0,{"$error":"#DIV/0!"}]
[null,0.85499999999999998,0,0,null,null,null,null,null,null,null,null,null,null,null,null,null,null,null,0.85499999999999998,0,{"$error":"#DIV/0!"}]
[null,0.85599999999999998,0,0,null,null,null,null,null,null,null,null,null,null,null,null,null,null,null,0.85599999999999998,0,{"$error":"#DIV/0!"}]
[null,0.85699999999999998,0,0,null,null,null,null,null,null,null,null,null,null,null,null,null,null,null,0.85699999999999998,0,{"$error":"#DIV/0!"}]
[null,0.85799999999999998,0,0,null,null,null,null,null,null,null,null,null,null,null,null,null,null,null,0.85799999999999998,0,{"$error":"#DIV/0!"}]
[null,0.85899999999999999,0,0,null,null,null,null,null,null,null,null,null,null,null,null,null,null,null,0.85899999999999999,0,{"$error":"#DIV/0!"}]
[null,0.86,0,0,null,null,null,null,null,null,null,null,null,null,null,null,null,null,null,0.86,0,{"$error":"#DIV/0!"}]
[null,0.86099999999999999,0,0,null,null,null,null,null,null,null,null,null,null,null,null,null,null,null,0.86099999999999999,0,{"$error":"#DIV/0!"}]
[null,0.86199999999999999,0,0,null,null,null,null,null,null,null,null,null,null,null,null,null,null,null,0.86199999999999999,0,{"$error":"#DIV/0!"}]
[null,0.86299999999999999,0,0,null,null,null,null,null,null,null,null,null,null,null,null,null,null,null,0.86299999999999999,0,{"$error":"#DIV/0!"}]
[null,0.86399999999999999,0,0,null,null,null,null,null,null,null,null,null,null,null,null,null,null,null,0.86399999999999999,0,{"$error":"#DIV/0!"}]
[null,0.86499999999999999,0,0,null,null,null,null,null,null,null,null,null,null,null,null,null,null,null,0.86499999999999999,0,{"$error":"#DIV/0!"}]
[null,0.86599999999999999,0,0,null,null,null,null,null,null,null,null,null,null,null,null,null,null,null,0.86599999999999999,0,{"$error":"#DIV/0!"}]
[null,0.86699999999999999,0,0,null,null,null,null,null,null,null,null,null,null,null,null,null,null,null,0.86699999999999999,0,{"$error":"#DIV/0!"}]
[null,0.86799999999999999,0,0,null,null,null,null,null,null,null,null,null,null,null,null,null,null,null,0.86799999999999999,0,{"$error":"#DIV/0!"}]
[null,0.86899999999999999,0,0,null,null,null,null,null,null,null,null,null,null,null,null,null,null,null,0.86899999999999999,0,{"$error":"#DIV/0!"}]
[null,0.87,0,0,null,null,null,null,null,null,null,null,null,null,null,null,null,null,null,0.87,0,{"$error":"#DIV/0!"}]
[null,0.871,0,0,null,null,null,null,null,null,null,null,null,null,null,null,null,null,null,0.871,0,{"$error":"#DIV/0!"}]
[null,0.872,0,0,null,null,null,null,null,null,null,null,null,null,null,null,null,null,null,0.872,0,{"$error":"#DIV/0!"}]
[null,0.873,0,0,null,null,null,null,null,null,null,null,null,null,null,null,null,null,null,0.873,0,{"$error":"#DIV/0!"}]
[null,0.874,0,0,null,null,null,null,null,null,null,null,null,null,null,null,null,null,null,0.874,0,{"$error":"#DIV/0!"}]
[null,0.875,0,0,null,null,null,null,null,null,null,null,null,null,null,null,null,null,null,0.875,0,{"$error":"#DIV/0!"}]
[null,0.876,0,0,null,null,null,null,null,null,null,null,null,null,null,null,null,null,null,0.876,0,{"$error":"#DIV/0!"}]
[null,0.877,0,0,null,null,null,null,null,null,null,null,null,null,null,null,null,null,null,0.877,0,{"$error":"#DIV/0!"}]
[null,0.878,0,0,null,null,null,null,null,null,null,null,null,null,null,null,null,null,null,0.878,0,{"$error":"#DIV/0!"}]
[null,0.879,0,0,null,null,null,null,null,null,null,null,null,null,null,null,null,null,null,0.879,0,{"$error":"#DIV/0!"}]
[null,0.88,0,0,null,null,null,null,null,null,null,null,null,null,null,null,null,null,null,0.88,0,{"$error":"#DIV/0!"}]
[null,0.88100000000000001,0,0,null,null,null,null,null,null,null,null,null,null,null,null,null,null,null,0.88100000000000001,0,{"$error":"#DIV/0!"}]
[null,0.88200000000000001,0,0,null,null,null,null,null,null,null,null,null,null,null,null,null,null,null,0.88200000000000001,0,{"$error":"#DIV/0!"}]
[null,0.88300000000000001,0,0,null,null,null,null,null,null,null,null,null,null,null,null,null,null,null,0.88300000000000001,0,{"$error":"#DIV/0!"}]
[null,0.88400000000000001,0,0,null,null,null,null,null,null,null,null,null,null,null,null,null,null,null,0.88400000000000001,0,{"$error":"#DIV/0!"}]
[null,0.88500000000000001,0,0,null,null,null,null,null,null,null,null,null,null,null,null,null,null,null,0.88500000000000001,0,{"$error":"#DIV/0!"}]
[null,0.88600000000000001,0,0,null,null,null,null,null,null,null,null,null,null,null,null,null,null,null,0.88600000000000001,0,{"$error":"#DIV/0!"}]
[null,0.88700000000000001,0,0,null,null,null,null,null,null,null,null,null,null,null,null,null,null,null,0.88700000000000001,0,{"$error":"#DIV/0!"}]
[null,0.88800000000000001,0,0,null,null,null,null,null,null,null,null,null,null,null,null,null,null,null,0.88800000000000001,0,{"$error":"#DIV/0!"}]
[null,0.88900000000000001,0,0,null,null,null,null,null,null,null,null,null,null,null,null,null,null,null,0.88900000000000001,0,{"$error":"#DIV/0!"}]
[null,0.89,0,0,null,null,null,null,null,null,null,null,null,null,null,null,null,null,null,0.89,0,{"$error":"#DIV/0!"}]
[null,0.89100000000000001,0,0,null,null,null,null,null,null,null,null,null,null,null,null,null,null,null,0.89100000000000001,0,{"$error":"#DIV/0!"}]
[null,0.89200000000000002,0,0,null,null,null,null,null,null,null,null,null,null,null,null,null,null,null,0.89200000000000002,0,{"$error":"#DIV/0!"}]
[null,0.89300000000000002,0,0,null,null,null,null,null,null,null,null,null,null,null,null,null,null,null,0.89300000000000002,0,{"$error":"#DIV/0!"}]
[null,0.89400000000000002,0,0,null,null,null,null,null,null,null,null,null,null,null,null,null,null,null,0.89400000000000002,0,{"$error":"#DIV/0!"}]
[null,0.89500000000000002,0,0,null,null,null,null,null,null,null,null,null,null,null,null,null,null,null,0.89500000000000002,0,{"$error":"#DIV/0!"}]
[null,0.89600000000000002,0,0,null,null,null,null,null,null,null,null,null,null,null,null,null,null,null,0.89600000000000002,0,{"$error":"#DIV/0!"}]
[null,0.89700000000000002,0,0,null,null,null,null,null,null,null,null,null,null,null,null,null,null,null,0.89700000000000002,0,{"$f":"D906/$D$3","v":{"$error":"#DIV/0!"}}]
[null,0.89800000000000002,0,0,null,null,null,null,null,null,null,null,null,null,null,null,null,null,null,0.89800000000000002,0,{"$error":"#DIV/0!"}]
[null,0.89900000000000002,0,0,null,null,null,null,null,null,null,null,null,null,null,null,null,null,null,0.89900000000000002,0,{"$error":"#DIV/0!"}]
[null,0.9,0,0,null,null,null,null,null,null,null,null,null,null,null,null,null,null,null,0.9,0,{"$error":"#DIV/0!"}]
[null,0.90100000000000002,0,0,null,null,null,null,null,null,null,null,null,null,null,null,null,null,null,0.90100000000000002,0,{"$error":"#DIV/0!"}]
[null,0.90200000000000002,0,0,null,null,null,null,null,null,null,null,null,null,null,null,null,null,null,0.90200000000000002,0,{"$error":"#DIV/0!"}]
[null,0.90300000000000002,0,0,null,null,null,null,null,null,null,null,null,null,null,null,null,null,null,0.90300000000000002,0,{"$error":"#DIV/0!"}]
[null,0.90400000000000003,0,0,null,null,null,null,null,null,null,null,null,null,null,null,null,null,null,0.90400000000000003,0,{"$error":"#DIV/0!"}]
[null,0.90500000000000003,0,0,null,null,null,null,null,null,null,null,null,null,null,null,null,null,null,0.90500000000000003,0,{"$error":"#DIV/0!"}]
[null,0.90600000000000003,0,0,null,null,null,null,null,null,null,null,null,null,null,null,null,null,null,0.90600000000000003,0,{"$error":"#DIV/0!"}]
[null,0.90700000000000003,0,0,null,null,null,null,null,null,null,null,null,null,null,null,null,null,null,0.90700000000000003,0,{"$error":"#DIV/0!"}]
[null,0.90800000000000003,0,0,null,null,null,null,null,null,null,null,null,null,null,null,null,null,null,0.90800000000000003,0,{"$error":"#DIV/0!"}]
[null,0.90900000000000003,0,0,null,null,null,null,null,null,null,null,null,null,null,null,null,null,null,0.90900000000000003,0,{"$error":"#DIV/0!"}]
[null,0.91,0,0,null,null,null,null,null,null,null,null,null,null,null,null,null,null,null,0.91,0,{"$error":"#DIV/0!"}]
[null,0.91100000000000003,0,0,null,null,null,null,null,null,null,null,null,null,null,null,null,null,null,0.91100000000000003,0,{"$error":"#DIV/0!"}]
[null,0.91200000000000003,0,0,null,null,null,null,null,null,null,null,null,null,null,null,null,null,null,0.91200000000000003,0,{"$error":"#DIV/0!"}]
[null,0.91300000000000003,0,0,null,null,null,null,null,null,null,null,null,null,null,null,null,null,null,0.91300000000000003,0,{"$error":"#DIV/0!"}]
[null,0.91400000000000003,0,0,null,null,null,null,null,null,null,null,null,null,null,null,null,null,null,0.91400000000000003,0,{"$error":"#DIV/0!"}]
[null,0.91500000000000004,0,0,null,null,null,null,null,null,null,null,null,null,null,null,null,null,null,0.91500000000000004,0,{"$error":"#DIV/0!"}]
[null,0.91600000000000004,0,0,null,null,null,null,null,null,null,null,null,null,null,null,null,null,null,0.91600000000000004,0,{"$error":"#DIV/0!"}]
[null,0.91700000000000004,0,0,null,null,null,null,null,null,null,null,null,null,null,null,null,null,null,0.91700000000000004,0,{"$error":"#DIV/0!"}]
[null,0.91800000000000004,0,0,null,null,null,null,null,null,null,null,null,null,null,null,null,null,null,0.91800000000000004,0,{"$error":"#DIV/0!"}]
[null,0.91900000000000004,0,0,null,null,null,null,null,null,null,null,null,null,null,null,null,null,null,0.91900000000000004,0,{"$error":"#DIV/0!"}]
[null,0.92,0,0,null,null,null,null,null,null,null,null,null,null,null,null,null,null,null,0.92,0,{"$error":"#DIV/0!"}]
[null,0.92100000000000004,0,0,null,null,null,null,null,null,null,null,null,null,null,null,null,null,null,0.92100000000000004,0,{"$error":"#DIV/0!"}]
[null,0.92200000000000004,0,0,null,null,null,null,null,null,null,null,null,null,null,null,null,null,null,0.92200000000000004,0,{"$error":"#DIV/0!"}]
[null,0.92300000000000004,0,0,null,null,null,null,null,null,null,null,null,null,null,null,null,null,null,0.92300000000000004,0,{"$error":"#DIV/0!"}]
[null,0.92400000000000004,0,0,null,null,null,null,null,null,null,null,null,null,null,null,null,null,null,0.92400000000000004,0,{"$error":"#DIV/0!"}]
[null,0.92500000000000004,0,0,null,null,null,null,null,null,null,null,null,null,null,null,null,null,null,0.92500000000000004,0,{"$error":"#DIV/0!"}]
[null,0.92600000000000005,0,0,null,null,null,null,null,null,null,null,null,null,null,null,null,null,null,0.92600000000000005,0,{"$error":"#DIV/0!"}]
[null,0.92700000000000005,0,0,null,null,null,null,null,null,null,null,null,null,null,null,null,null,null,0.92700000000000005,0,{"$error":"#DIV/0!"}]
[null,0.92800000000000005,0,0,null,null,null,null,null,null,null,null,null,null,null,null,null,null,null,0.92800000000000005,0,{"$error":"#DIV/0!"}]
[null,0.92900000000000005,0,0,null,null,null,null,null,null,null,null,null,null,null,null,null,null,null,0.92900000000000005,0,{"$error":"#DIV/0!"}]
[null,0.93,0,0,null,null,null,null,null,null,null,null,null,null,null,null,null,null,null,0.93,0,{"$error":"#DIV/0!"}]
[null,0.93100000000000005,0,0,null,null,null,null,null,null,null,null,null,null,null,null,null,null,null,0.93100000000000005,0,{"$error":"#DIV/0!"}]
[null,0.93200000000000005,0,0,null,null,null,null,null,null,null,null,null,null,null,null,null,null,null,0.93200000000000005,0,{"$error":"#DIV/0!"}]
[null,0.93300000000000005,0,0,null,null,null,null,null,null,null,null,null,null,null,null,null,null,null,0.93300000000000005,0,{"$error":"#DIV/0!"}]
[null,0.93400000000000005,0,0,null,null,null,null,null,null,null,null,null,null,null,null,null,null,null,0.93400000000000005,0,{"$error":"#DIV/0!"}]
[null,0.93500000000000005,0,0,null,null,null,null,null,null,null,null,null,null,null,null,null,null,null,0.93500000000000005,0,{"$error":"#DIV/0!"}]
[null,0.93600000000000005,0,0,null,null,null,null,null,null,null,null,null,null,null,null,null,null,null,0.93600000000000005,0,{"$error":"#DIV/0!"}]
[null,0.93700000000000006,0,0,null,null,null,null,null,null,null,null,null,null,null,null,null,null,null,0.93700000000000006,0,{"$error":"#DIV/0!"}]
[null,0.93800000000000006,0,0,null,null,null,null,null,null,null,null,null,null,null,null,null,null,null,0.93800000000000006,0,{"$error":"#DIV/0!"}]
[null,0.93900000000000006,0,0,null,null,null,null,null,null,null,null,null,null,null,null,null,null,null,0.93900000000000006,0,{"$error":"#DIV/0!"}]
[null,0.94000000000000006,0,0,null,null,null,null,null,null,null,null,null,null,null,null,null,null,null,0.94000000000000006,0,{"$error":"#DIV/0!"}]
[null,0.94100000000000006,0,0,null,null,null,null,null,null,null,null,null,null,null,null,null,null,null,0.94100000000000006,0,{"$error":"#DIV/0!"}]
[null,0.94200000000000006,0,0,null,null,null,null,null,null,null,null,null,null,null,null,null,null,null,0.94200000000000006,0,{"$error":"#DIV/0!"}]
[null,0.94300000000000006,0,0,null,null,null,null,null,null,null,null,null,null,null,null,null,null,null,0.94300000000000006,0,{"$error":"#DIV/0!"}]
[null,0.94400000000000006,0,0,null,null,null,null,null,null,null,null,null,null,null,null,null,null,null,0.94400000000000006,0,{"$error":"#DIV/0!"}]
[null,0.94500000000000006,0,0,null,null,null,null,null,null,null,null,null,null,null,null,null,null,null,0.94500000000000006,0,{"$error":"#DIV/0!"}]
[null,0.94600000000000006,0,0,null,null,null,null,null,null,null,null,null,null,null,null,null,null,null,0.94600000000000006,0,{"$error":"#DIV/0!"}]
[null,0.94700000000000006,0,0,null,null,null,null,null,null,null,null,null,null,null,null,null,null,null,0.94700000000000006,0,{"$error":"#DIV/0!"}]
[null,0.94800000000000006,0,0,null,null,null,null,null,null,null,null,null,null,null,null,null,null,null,0.94800000000000006,0,{"$error":"#DIV/0!"}]
[null,0.94900000000000007,0,0,null,null,null,null,null,null,null,null,null,null,null,null,null,null,null,0.94900000000000007,0,{"$error":"#DIV/0!"}]
[null,0.95000000000000007,0,0,null,null,null,null,null,null,null,null,null,null,null,null,null,null,null,0.95000000000000007,0,{"$error":"#DIV/0!"}]
[null,0.95100000000000007,0,0,null,null,null,null,null,null,null,null,null,null,null,null,null,null,null,0.95100000000000007,0,{"$error":"#DIV/0!"}]
[null,0.95200000000000007,0,0,null,null,null,null,null,null,null,null,null,null,null,null,null,null,null,0.95200000000000007,0,{"$error":"#DIV/0!"}]
[null,0.95300000000000007,0,0,null,null,null,null,null,null,null,null,null,null,null,null,null,null,null,0.95300000000000007,0,{"$error":"#DIV/0!"}]
[null,0.95400000000000007,0,0,null,null,null,null,null,null,null,null,null,null,null,null,null,null,null,0.95400000000000007,0,{"$error":"#DIV/0!"}]
[null,0.95500000000000007,0,0,null,null,null,null,null,null,null,null,null,null,null,null,null,null,null,0.95500000000000007,0,{"$error":"#DIV/0!"}]
[null,0.95600000000000007,0,0,null,null,null,null,null,null,null,null,null,null,null,null,null,null,null,0.95600000000000007,0,{"$error":"#DIV/0!"}]
[null,0.95700000000000007,0,0,null,null,null,null,null,null,null,null,null,null,null,null,null,null,null,0.95700000000000007,0,{"$error":"#DIV/0!"}]
[null,0.95800000000000007,0,0,null,null,null,null,null,null,null,null,null,null,null,null,null,null,null,0.95800000000000007,0,{"$error":"#DIV/0!"}]
[null,0.95900000000000007,0,0,null,null,null,null,null,null,null,null,null,null,null,null,null,null,null,0.95900000000000007,0,{"$error":"#DIV/0!"}]
[null,0.96,0,0,null,null,null,null,null,null,null,null,null,null,null,null,null,null,null,0.96,0,{"$error":"#DIV/0!"}]
[null,0.96099999999999997,0,0,null,null,null,null,null,null,null,null,null,null,null,null,null,null,null,0.96099999999999997,0,{"$f":"D970/$D$3","v":{"$error":"#DIV/0!"}}]
[null,0.96199999999999997,0,0,null,null,null,null,null,null,null,null,null,null,null,null,null,null,null,0.96199999999999997,0,{"$error":"#DIV/0!"}]
[null,0.96299999999999997,0,0,null,null,null,null,null,null,null,null,null,null,null,null,null,null,null,0.96299999999999997,0,{"$error":"#DIV/0!"}]
[null,0.96399999999999997,0,0,null,null,null,null,null,null,null,null,null,null,null,null,null,null,null,0.96399999999999997,0,{"$error":"#DIV/0!"}]
[null,0.96499999999999997,0,0,null,null,null,null,null,null,null,null,null,null,null,null,null,null,null,0.96499999999999997,0,{"$error":"#DIV/0!"}]
[null,0.96599999999999997,0,0,null,null,null,null,null,null,null,null,null,null,null,null,null,null,null,0.96599999999999997,0,{"$error":"#DIV/0!"}]
[null,0.96699999999999997,0,0,null,null,null,null,null,null,null,null,null,null,null,null,null,null,null,0.96699999999999997,0,{"$error":"#DIV/0!"}]
[null,0.96799999999999997,0,0,null,null,null,null,null,null,null,null,null,null,null,null,null,null,null,0.96799999999999997,0,{"$error":"#DIV/0!"}]
[null,0.96899999999999997,0,0,null,null,null,null,null,null,null,null,null,null,null,null,null,null,null,0.96899999999999997,0,{"$error":"#DIV/0!"}]
[null,0.97,0,0,null,null,null,null,null,null,null,null,null,null,null,null,null,null,null,0.97,0,{"$error":"#DIV/0!"}]
[null,0.97099999999999997,0,0,null,null,null,null,null,null,null,null,null,null,null,null,null,null,null,0.97099999999999997,0,{"$error":"#DIV/0!"}]
[null,0.97199999999999998,0,0,null,null,null,null,null,null,null,null,null,null,null,null,null,null,null,0.97199999999999998,0,{"$error":"#DIV/0!"}]
[null,0.97299999999999998,0,0,null,null,null,null,null,null,null,null,null,null,null,null,null,null,null,0.97299999999999998,0,{"$error":"#DIV/0!"}]
[null,0.97399999999999998,0,0,null,null,null,null,null,null,null,null,null,null,null,null,null,null,null,0.97399999999999998,0,{"$error":"#DIV/0!"}]
[null,0.97499999999999998,0,0,null,null,null,null,null,null,null,null,null,null,null,null,null,null,null,0.97499999999999998,0,{"$error":"#DIV/0!"}]
[null,0.97599999999999998,0,0,null,null,null,null,null,null,null,null,null,null,null,null,null,null,null,0.97599999999999998,0,{"$error":"#DIV/0!"}]
[null,0.97699999999999998,0,0,null,null,null,null,null,null,null,null,null,null,null,null,null,null,null,0.97699999999999998,0,{"$error":"#DIV/0!"}]
[null,0.97799999999999998,0,0,null,null,null,null,null,null,null,null,null,null,null,null,null,null,null,0.97799999999999998,0,{"$error":"#DIV/0!"}]
[null,0.97899999999999998,0,0,null,null,null,null,null,null,null,null,null,null,null,null,null,null,null,0.97899999999999998,0,{"$error":"#DIV/0!"}]
[null,0.98,0,0,null,null,null,null,null,null,null,null,null,null,null,null,null,null,null,0.98,0,{"$error":"#DIV/0!"}]
[null,0.98099999999999998,0,0,null,null,null,null,null,null,null,null,null,null,null,null,null,null,null,0.98099999999999998,0,{"$error":"#DIV/0!"}]
[null,0.98199999999999998,0,0,null,null,null,null,null,null,null,null,null,null,null,null,null,null,null,0.98199999999999998,0,{"$error":"#DIV/0!"}]
[null,0.98299999999999998,0,0,null,null,null,null,null,null,null,null,null,null,null,null,null,null,null,0.98299999999999998,0,{"$error":"#DIV/0!"}]
[null,0.98399999999999999,0,0,null,null,null,null,null,null,null,null,null,null,null,null,null,null,null,0.98399999999999999,0,{"$error":"#DIV/0!"}]
[null,0.98499999999999999,0,0,null,null,null,null,null,null,null,null,null,null,null,null,null,null,null,0.98499999999999999,0,{"$error":"#DIV/0!"}]
[null,0.98599999999999999,0,0,null,null,null,null,null,null,null,null,null,null,null,null,null,null,null,0.98599999999999999,0,{"$error":"#DIV/0!"}]
[null,0.98699999999999999,0,0,null,null,null,null,null,null,null,null,null,null,null,null,null,null,null,0.98699999999999999,0,{"$error":"#DIV/0!"}]
[null,0.98799999999999999,0,0,null,null,null,null,null,null,null,null,null,null,null,null,null,null,null,0.98799999999999999,0,{"$error":"#DIV/0!"}]
[null,0.98899999999999999,0,0,null,null,null,null,null,null,null,null,null,null,null,null,null,null,null,0.98899999999999999,0,{"$error":"#DIV/0!"}]
[null,0.99,0,0,null,null,null,null,null,null,null,null,null,null,null,null,null,null,null,0.99,0,{"$error":"#DIV/0!"}]
[null,0.99099999999999999,0,0,null,null,null,null,null,null,null,null,null,null,null,null,null,null,null,0.99099999999999999,0,{"$error":"#DIV/0!"}]
[null,0.99199999999999999,0,0,null,null,null,null,null,null,null,null,null,null,null,null,null,null,null,0.99199999999999999,0,{"$error":"#DIV/0!"}]
[null,0.99299999999999999,0,0,null,null,null,null,null,null,null,null,null,null,null,null,null,null,null,0.99299999999999999,0,{"$error":"#DIV/0!"}]
[null,0.99399999999999999,0,0,null,null,null,null,null,null,null,null,null,null,null,null,null,null,null,0.99399999999999999,0,{"$error":"#DIV/0!"}]
[null,0.995,0,0,null,null,null,null,null,null,null,null,null,null,null,null,null,null,null,0.995,0,{"$error":"#DIV/0!"}]
[null,0.996,0,0,null,null,null,null,null,null,null,null,null,null,null,null,null,null,null,0.996,0,{"$error":"#DIV/0!"}]
[null,0.997,0,0,null,null,null,null,null,null,null,null,null,null,null,null,null,null,null,0.997,0,{"$error":"#DIV/0!"}]
[null,0.998,0,0,null,null,null,null,null,null,null,null,null,null,null,null,null,null,null,0.998,0,{"$error":"#DIV/0!"}]
[null,0.999,0,0,null,null,null,null,null,null,null,null,null,null,null,null,null,null,null,0.999,0,{"$error":"#DIV/0!"}]
[null,1,0,0,null,null,null,null,null,null,null,null,null,null,null,null,null,null,null,1,0,{"$error":"#DIV/0!"}]
[null,1.0010000000000001,0,0,null,null,null,null,null,null,null,null,null,null,null,null,null,null,null,1.0010000000000001,0,{"$error":"#DIV/0!"}]
[null,1.002,0,0,null,null,null,null,null,null,null,null,null,null,null,null,null,null,null,1.002,0,{"$error":"#DIV/0!"}]
[null,1.0030000000000001,0,0,null,null,null,null,null,null,null,null,null,null,null,null,null,null,null,1.0030000000000001,0,{"$error":"#DIV/0!"}]
[null,1.004,0,0,null,null,null,null,null,null,null,null,null,null,null,null,null,null,null,1.004,0,{"$error":"#DIV/0!"}]
[null,1.0050000000000001,0,0,null,null,null,null,null,null,null,null,null,null,null,null,null,null,null,1.0050000000000001,0,{"$error":"#DIV/0!"}]
[null,1.006,0,0,null,null,null,null,null,null,null,null,null,null,null,null,null,null,null,1.006,0,{"$error":"#DIV/0!"}]
[null,1.0070000000000001,0,0,null,null,null,null,null,null,null,null,null,null,null,null,null,null,null,1.0070000000000001,0,{"$error":"#DIV/0!"}]
[null,1.008,0,0,null,null,null,null,null,null,null,null,null,null,null,null,null,null,null,1.008,0,{"$error":"#DIV/0!"}]
[null,1.0090000000000001,0,0,null,null,null,null,null,null,null,null,null,null,null,null,null,null,null,1.0090000000000001,0,{"$error":"#DIV/0!"}]
[null,1.01,0,0,null,null,null,null,null,null,null,null,null,null,null,null,null,null,null,1.01,0,{"$error":"#DIV/0!"}]
[null,1.0110000000000001,0,0,null,null,null,null,null,null,null,null,null,null,null,null,null,null,null,1.0110000000000001,0,{"$error":"#DIV/0!"}]
[null,1.012,0,0,null,null,null,null,null,null,null,null,null,null,null,null,null,null,null,1.012,0,{"$error":"#DIV/0!"}]
[null,1.0130000000000001,0,0,null,null,null,null,null,null,null,null,null,null,null,null,null,null,null,1.0130000000000001,0,{"$error":"#DIV/0!"}]
[null,1.014,0,0,null,null,null,null,null,null,null,null,null,null,null,null,null,null,null,1.014,0,{"$error":"#DIV/0!"}]
[null,1.0150000000000001,0,0,null,null,null,null,null,null,null,null,null,null,null,null,null,null,null,1.0150000000000001,0,{"$error":"#DIV/0!"}]
[null,1.016,0,0,null,null,null,null,null,null,null,null,null,null,null,null,null,null,null,1.016,0,{"$error":"#DIV/0!"}]
[null,1.0170000000000001,0,0,null,null,null,null,null,null,null,null,null,null,null,null,null,null,null,1.0170000000000001,0,{"$error":"#DIV/0!"}]
[null,1.018,0,0,null,null,null,null,null,null,null,null,null,null,null,null,null,null,null,1.018,0,{"$error":"#DIV/0!"}]
[null,1.0190000000000001,0,0,null,null,null,null,null,null,null,null,null,null,null,null,null,null,null,1.0190000000000001,0,{"$error":"#DIV/0!"}]
[null,1.02,0,0,null,null,null,null,null,null,null,null,null,null,null,null,null,null,null,1.02,0,{"$error":"#DIV/0!"}]
[null,1.0210000000000001,0,0,null,null,null,null,null,null,null,null,null,null,null,null,null,null,null,1.0210000000000001,0,{"$error":"#DIV/0!"}]
[null,1.022,0,0,null,null,null,null,null,null,null,null,null,null,null,null,null,null,null,1.022,0,{"$error":"#DIV/0!"}]
[null,1.0230000000000001,0,0,null,null,null,null,null,null,null,null,null,null,null,null,null,null,null,1.0230000000000001,0,{"$error":"#DIV/0!"}]
[null,1.024,0,0,null,null,null,null,null,null,null,null,null,null,null,null,null,null,null,1.024,0,{"$error":"#DIV/0!"}]
[null,1.0249999999999999,0,0,null,null,null,null,null,null,null,null,null,null,null,null,null,null,null,1.0249999999999999,0,{"$f":"D1034/$D$3","v":{"$error":"#DIV/0!"}}]
[null,1.026,0,0,null,null,null,null,null,null,null,null,null,null,null,null,null,null,null,1.026,0,{"$error":"#DIV/0!"}]
[null,1.0269999999999999,0,0,null,null,null,null,null,null,null,null,null,null,null,null,null,null,null,1.0269999999999999,0,{"$error":"#DIV/0!"}]
[null,1.028,0,0,null,null,null,null,null,null,null,null,null,null,null,null,null,null,null,1.028,0,{"$error":"#DIV/0!"}]
[null,1.0289999999999999,0,0,null,null,null,null,null,null,null,null,null,null,null,null,null,null,null,1.0289999999999999,0,{"$error":"#DIV/0!"}]
[null,1.03,0,0,null,null,null,null,null,null,null,null,null,null,null,null,null,null,null,1.03,0,{"$error":"#DIV/0!"}]
[null,1.0309999999999999,0,0,null,null,null,null,null,null,null,null,null,null,null,null,null,null,null,1.0309999999999999,0,{"$error":"#DIV/0!"}]
[null,1.032,0,0,null,null,null,null,null,null,null,null,null,null,null,null,null,null,null,1.032,0,{"$error":"#DIV/0!"}]
[null,1.0329999999999999,0,0,null,null,null,null,null,null,null,null,null,null,null,null,null,null,null,1.0329999999999999,0,{"$error":"#DIV/0!"}]
[null,1.034,0,0,null,null,null,null,null,null,null,null,null,null,null,null,null,null,null,1.034,0,{"$error":"#DIV/0!"}]
[null,1.0349999999999999,0,0,null,null,null,null,null,null,null,null,null,null,null,null,null,null,null,1.0349999999999999,0,{"$error":"#DIV/0!"}]
[null,1.036,0,0,null,null,null,null,null,null,null,null,null,null,null,null,null,null,null,1.036,0,{"$error":"#DIV/0!"}]
[null,1.0369999999999999,0,0,null,null,null,null,null,null,null,null,null,null,null,null,null,null,null,1.0369999999999999,0,{"$error":"#DIV/0!"}]
[null,1.038,0,0,null,null,null,null,null,null,null,null,null,null,null,null,null,null,null,1.038,0,{"$error":"#DIV/0!"}]
[null,1.0389999999999999,0,0,null,null,null,null,null,null,null,null,null,null,null,null,null,null,null,1.0389999999999999,0,{"$error":"#DIV/0!"}]
[null,1.04,0,0,null,null,null,null,null,null,null,null,null,null,null,null,null,null,null,1.04,0,{"$error":"#DIV/0!"}]
[null,1.0409999999999999,0,0,null,null,null,null,null,null,null,null,null,null,null,null,null,null,null,1.0409999999999999,0,{"$error":"#DIV/0!"}]
[null,1.042,0,0,null,null,null,null,null,null,null,null,null,null,null,null,null,null,null,1.042,0,{"$error":"#DIV/0!"}]
[null,1.0429999999999999,0,0,null,null,null,null,null,null,null,null,null,null,null,null,null,null,null,1.0429999999999999,0,{"$error":"#DIV/0!"}]
[null,1.044,0,0,null,null,null,null,null,null,null,null,null,null,null,null,null,null,null,1.044,0,{"$error":"#DIV/0!"}]
[null,1.0449999999999999,0,0,null,null,null,null,null,null,null,null,null,null,null,null,null,null,null,1.0449999999999999,0,{"$error":"#DIV/0!"}]
[null,1.046,0,0,null,null,null,null,null,null,null,null,null,null,null,null,null,null,null,1.046,0,{"$error":"#DIV/0!"}]
[null,1.0469999999999999,0,0,null,null,null,null,null,null,null,null,null,null,null,null,null,null,null,1.0469999999999999,0,{"$error":"#DIV/0!"}]
[null,1.048,0,0,null,null,null,null,null,null,null,null,null,null,null,null,null,null,null,1.048,0,{"$error":"#DIV/0!"}]
[null,1.0489999999999999,0,0,null,null,null,null,null,null,null,null,null,null,null,null,null,null,null,1.0489999999999999,0,{"$error":"#DIV/0!"}]
[null,1.05,0,0,null,null,null,null,null,null,null,null,null,null,null,null,null,null,null,1.05,0,{"$error":"#DIV/0!"}]
[null,1.0509999999999999,0,0,null,null,null,null,null,null,null,null,null,null,null,null,null,null,null,1.0509999999999999,0,{"$error":"#DIV/0!"}]
[null,1.052,0,0,null,null,null,null,null,null,null,null,null,null,null,null,null,null,null,1.052,0,{"$error":"#DIV/0!"}]
[null,1.0529999999999999,0,0,null,null,null,null,null,null,null,null,null,null,null,null,null,null,null,1.0529999999999999,0,{"$error":"#DIV/0!"}]
[null,1.054,0,0,null,null,null,null,null,null,null,null,null,null,null,null,null,null,null,1.054,0,{"$error":"#DIV/0!"}]
[null,1.0549999999999999,0,0,null,null,null,null,null,null,null,null,null,null,null,null,null,null,null,1.0549999999999999,0,{"$error":"#DIV/0!"}]
[null,1.056,0,0,null,null,null,null,null,null,null,null,null,null,null,null,null,null,null,1.056,0,{"$error":"#DIV/0!"}]
[null,1.0569999999999999,0,0,null,null,null,null,null,null,null,null,null,null,null,null,null,null,null,1.0569999999999999,0,{"$error":"#DIV/0!"}]
[null,1.0580000000000001,0,0,null,null,null,null,null,null,null,null,null,null,null,null,null,null,null,1.0580000000000001,0,{"$error":"#DIV/0!"}]
[null,1.0589999999999999,0,0,null,null,null,null,null,null,null,null,null,null,null,null,null,null,null,1.0589999999999999,0,{"$error":"#DIV/0!"}]
[null,1.06,0,0,null,null,null,null,null,null,null,null,null,null,null,null,null,null,null,1.06,0,{"$error":"#DIV/0!"}]
[null,1.0609999999999999,0,0,null,null,null,null,null,null,null,null,null,null,null,null,null,null,null,1.0609999999999999,0,{"$error":"#DIV/0!"}]
[null,1.0620000000000001,0,0,null,null,null,null,null,null,null,null,null,null,null,null,null,null,null,1.0620000000000001,0,{"$error":"#DIV/0!"}]
[null,1.0629999999999999,0,0,null,null,null,null,null,null,null,null,null,null,null,null,null,null,null,1.0629999999999999,0,{"$error":"#DIV/0!"}]
[null,1.0640000000000001,0,0,null,null,null,null,null,null,null,null,null,null,null,null,null,null,null,1.0640000000000001,0,{"$error":"#DIV/0!"}]
[null,1.0649999999999999,0,0,null,null,null,null,null,null,null,null,null,null,null,null,null,null,null,1.0649999999999999,0,{"$error":"#DIV/0!"}]
[null,1.0660000000000001,0,0,null,null,null,null,null,null,null,null,null,null,null,null,null,null,null,1.0660000000000001,0,{"$error":"#DIV/0!"}]
[null,1.0669999999999999,0,0,null,null,null,null,null,null,null,null,null,null,null,null,null,null,null,1.0669999999999999,0,{"$error":"#DIV/0!"}]
[null,1.0680000000000001,0,0,null,null,null,null,null,null,null,null,null,null,null,null,null,null,null,1.0680000000000001,0,{"$error":"#DIV/0!"}]
[null,1.069,0,0,null,null,null,null,null,null,null,null,null,null,null,null,null,null,null,1.069,0,{"$error":"#DIV/0!"}]
[null,1.07,0,0,null,null,null,null,null,null,null,null,null,null,null,null,null,null,null,1.07,0,{"$error":"#DIV/0!"}]
[null,1.071,0,0,null,null,null,null,null,null,null,null,null,null,null,null,null,null,null,1.071,0,{"$error":"#DIV/0!"}]
[null,1.0720000000000001,0,0,null,null,null,null,null,null,null,null,null,null,null,null,null,null,null,1.0720000000000001,0,{"$error":"#DIV/0!"}]
[null,1.073,0,0,null,null,null,null,null,null,null,null,null,null,null,null,null,null,null,1.073,0,{"$error":"#DIV/0!"}]
[null,1.0740000000000001,0,0,null,null,null,null,null,null,null,null,null,null,null,null,null,null,null,1.0740000000000001,0,{"$error":"#DIV/0!"}]
[null,1.075,0,0,null,null,null,null,null,null,null,null,null,null,null,null,null,null,null,1.075,0,{"$error":"#DIV/0!"}]
[null,1.0760000000000001,0,0,null,null,null,null,null,null,null,null,null,null,null,null,null,null,null,1.0760000000000001,0,{"$error":"#DIV/0!"}]
[null,1.077,0,0,null,null,null,null,null,null,null,null,null,null,null,null,null,null,null,1.077,0,{"$error":"#DIV/0!"}]
[null,1.0780000000000001,0,0,null,null,null,null,null,null,null,null,null,null,null,null,null,null,null,1.0780000000000001,0,{"$error":"#DIV/0!"}]
[null,1.079,0,0,null,null,null,null,null,null,null,null,null,null,null,null,null,null,null,1.079,0,{"$error":"#DIV/0!"}]
[null,1.08,0,0,null,null,null,null,null,null,null,null,null,null,null,null,null,null,null,1.08,0,{"$error":"#DIV/0!"}]
[null,1.081,0,0,null,null,null,null,null,null,null,null,null,null,null,null,null,null,null,1.081,0,{"$error":"#DIV/0!"}]
[null,1.0820000000000001,0,0,null,null,null,null,null,null,null,null,null,null,null,null,null,null,null,1.0820000000000001,0,{"$error":"#DIV/0!"}]
[null,1.083,0,0,null,null,null,null,null,null,null,null,null,null,null,null,null,null,null,1.083,0,{"$error":"#DIV/0!"}]
[null,1.0840000000000001,0,0,null,null,null,null,null,null,null,null,null,null,null,null,null,null,null,1.0840000000000001,0,{"$error":"#DIV/0!"}]
[null,1.085,0,0,null,null,null,null,null,null,null,null,null,null,null,null,null,null,null,1.085,0,{"$error":"#DIV/0!"}]
[null,1.0860000000000001,0,0,null,null,null,null,null,null,null,null,null,null,null,null,null,null,null,1.0860000000000001,0,{"$error":"#DIV/0!"}]
[null,1.087,0,0,null,null,null,null,null,null,null,null,null,null,null,null,null,null,null,1.087,0,{"$error":"#DIV/0!"}]
[null,1.0880000000000001,0,0,null,null,null,null,null,null,null,null,null,null,null,null,null,null,null,1.0880000000000001,0,{"$error":"#DIV/0!"}]
[null,1.089,0,0,null,null,null,null,null,null,null,null,null,null,null,null,null,null,null,1.089,0,{"$f":"D1098/$D$3","v":{"$error":"#DIV/0!"}}]
[null,1.0900000000000001,0,0,null,null,null,null,null,null,null,null,null,null,null,null,null,null,null,1.0900000000000001,0,{"$error":"#DIV/0!"}]
[null,1.091,0,0,null,null,null,null,null,null,null,null,null,null,null,null,null,null,null,1.091,0,{"$error":"#DIV/0!"}]
[null,1.0920000000000001,0,0,null,null,null,null,null,null,null,null,null,null,null,null,null,null,null,1.0920000000000001,0,{"$error":"#DIV/0!"}]
[null,1.093,0,0,null,null,null,null,null,null,null,null,null,null,null,null,null,null,null,1.093,0,{"$error":"#DIV/0!"}]
[null,1.0940000000000001,0,0,null,null,null,null,null,null,null,null,null,null,null,null,null,null,null,1.0940000000000001,0,{"$error":"#DIV/0!"}]
[null,1.095,0,0,null,null,null,null,null,null,null,null,null,null,null,null,null,null,null,1.095,0,{"$error":"#DIV/0!"}]
[null,1.0960000000000001,0,0,null,null,null,null,null,null,null,null,null,null,null,null,null,null,null,1.0960000000000001,0,{"$error":"#DIV/0!"}]
[null,1.097,0,0,null,null,null,null,null,null,null,null,null,null,null,null,null,null,null,1.097,0,{"$error":"#DIV/0!"}]
[null,1.0980000000000001,0,0,null,null,null,null,null,null,null,null,null,null,null,null,null,null,null,1.0980000000000001,0,{"$error":"#DIV/0!"}]
[null,1.099,0,0,null,null,null,null,null,null,null,null,null,null,null,null,null,null,null,1.099,0,{"$error":"#DIV/0!"}]
[null,1.1000000000000001,0,0,null,null,null,null,null,null,null,null,null,null,null,null,null,null,null,1.1000000000000001,0,{"$error":"#DIV/0!"}]
[null,1.101,0,0,null,null,null,null,null,null,null,null,null,null,null,null,null,null,null,1.101,0,{"$error":"#DIV/0!"}]
[null,1.1020000000000001,0,0,null,null,null,null,null,null,null,null,null,null,null,null,null,null,null,1.1020000000000001,0,{"$error":"#DIV/0!"}]
[null,1.103,0,0,null,null,null,null,null,null,null,null,null,null,null,null,null,null,null,1.103,0,{"$error":"#DIV/0!"}]
[null,1.1040000000000001,0,0,null,null,null,null,null,null,null,null,null,null,null,null,null,null,null,1.1040000000000001,0,{"$error":"#DIV/0!"}]
[null,1.105,0,0,null,null,null,null,null,null,null,null,null,null,null,null,null,null,null,1.105,0,{"$error":"#DIV/0!"}]
[null,1.1060000000000001,0,0,null,null,null,null,null,null,null,null,null,null,null,null,null,null,null,1.1060000000000001,0,{"$error":"#DIV/0!"}]
[null,1.107,0,0,null,null,null,null,null,null,null,null,null,null,null,null,null,null,null,1.107,0,{"$error":"#DIV/0!"}]
[null,1.1080000000000001,0,0,null,null,null,null,null,null,null,null,null,null,null,null,null,null,null,1.1080000000000001,0,{"$error":"#DIV/0!"}]
[null,1.109,0,0,null,null,null,null,null,null,null,null,null,null,null,null,null,null,null,1.109,0,{"$error":"#DIV/0!"}]
[null,1.1100000000000001,0,0,null,null,null,null,null,null,null,null,null,null,null,null,null,null,null,1.1100000000000001,0,{"$error":"#DIV/0!"}]
[null,1.111,0,0,null,null,null,null,null,null,null,null,null,null,null,null,null,null,null,1.111,0,{"$error":"#DIV/0!"}]
[null,1.1120000000000001,0,0,null,null,null,null,null,null,null,null,null,null,null,null,null,null,null,1.1120000000000001,0,{"$error":"#DIV/0!"}]
[null,1.113,0,0,null,null,null,null,null,null,null,null,null,null,null,null,null,null,null,1.113,0,{"$error":"#DIV/0!"}]
[null,1.1140000000000001,0,0,null,null,null,null,null,null,null,null,null,null,null,null,null,null,null,1.1140000000000001,0,{"$error":"#DIV/0!"}]
[null,1.115,0,0,null,null,null,null,null,null,null,null,null,null,null,null,null,null,null,1.115,0,{"$error":"#DIV/0!"}]
[null,1.1160000000000001,0,0,null,null,null,null,null,null,null,null,null,null,null,null,null,null,null,1.1160000000000001,0,{"$error":"#DIV/0!"}]
[null,1.117,0,0,null,null,null,null,null,null,null,null,null,null,null,null,null,null,null,1.117,0,{"$error":"#DIV/0!"}]
[null,1.1180000000000001,0,0,null,null,null,null,null,null,null,null,null,null,null,null,null,null,null,1.1180000000000001,0,{"$error":"#DIV/0!"}]
[null,1.119,0,0,null,null,null,null,null,null,null,null,null,null,null,null,null,null,null,1.119,0,{"$error":"#DIV/0!"}]
[null,1.1200000000000001,0,0,null,null,null,null,null,null,null,null,null,null,null,null,null,null,null,1.1200000000000001,0,{"$error":"#DIV/0!"}]
[null,1.121,0,0,null,null,null,null,null,null,null,null,null,null,null,null,null,null,null,1.121,0,{"$error":"#DIV/0!"}]
[null,1.1220000000000001,0,0,null,null,null,null,null,null,null,null,null,null,null,null,null,null,null,1.1220000000000001,0,{"$error":"#DIV/0!"}]
[null,1.123,0,0,null,null,null,null,null,null,null,null,null,null,null,null,null,null,null,1.123,0,{"$error":"#DIV/0!"}]
[null,1.1240000000000001,0,0,null,null,null,null,null,null,null,null,null,null,null,null,null,null,null,1.1240000000000001,0,{"$error":"#DIV/0!"}]
[null,1.125,0,0,null,null,null,null,null,null,null,null,null,null,null,null,null,null,null,1.125,0,{"$error":"#DIV/0!"}]
[null,1.1260000000000001,0,0,null,null,null,null,null,null,null,null,null,null,null,null,null,null,null,1.1260000000000001,0,{"$error":"#DIV/0!"}]
[null,1.127,0,0,null,null,null,null,null,null,null,null,null,null,null,null,null,null,null,1.127,0,{"$error":"#DIV/0!"}]
[null,1.1280000000000001,0,0,null,null,null,null,null,null,null,null,null,null,null,null,null,null,null,1.1280000000000001,0,{"$error":"#DIV/0!"}]
[null,1.129,0,0,null,null,null,null,null,null,null,null,null,null,null,null,null,null,null,1.129,0,{"$error":"#DIV/0!"}]
[null,1.1300000000000001,0,0,null,null,null,null,null,null,null,null,null,null,null,null,null,null,null,1.1300000000000001,0,{"$error":"#DIV/0!"}]
[null,1.131,0,0,null,null,null,null,null,null,null,null,null,null,null,null,null,null,null,1.131,0,{"$error":"#DIV/0!"}]
[null,1.1320000000000001,0,0,null,null,null,null,null,null,null,null,null,null,null,null,null,null,null,1.1320000000000001,0,{"$error":"#DIV/0!"}]
[null,1.133,0,0,null,null,null,null,null,null,null,null,null,null,null,null,null,null,null,1.133,0,{"$error":"#DIV/0!"}]
[null,1.1340000000000001,0,0,null,null,null,null,null,null,null,null,null,null,null,null,null,null,null,1.1340000000000001,0,{"$error":"#DIV/0!"}]
[null,1.135,0,0,null,null,null,null,null,null,null,null,null,null,null,null,null,null,null,1.135,0,{"$error":"#DIV/0!"}]
[null,1.1360000000000001,0,0,null,null,null,null,null,null,null,null,null,null,null,null,null,null,null,1.1360000000000001,0,{"$error":"#DIV/0!"}]
[null,1.137,0,0,null,null,null,null,null,null,null,null,null,null,null,null,null,null,null,1.137,0,{"$error":"#DIV/0!"}]
[null,1.1380000000000001,0,0,null,null,null,null,null,null,null,null,null,null,null,null,null,null,null,1.1380000000000001,0,{"$error":"#DIV/0!"}]
[null,1.139,0,0,null,null,null,null,null,null,null,null,null,null,null,null,null,null,null,1.139,0,{"$error":"#DIV/0!"}]
[null,1.1400000000000001,0,0,null,null,null,null,null,null,null,null,null,null,null,null,null,null,null,1.1400000000000001,0,{"$error":"#DIV/0!"}]
[null,1.141,0,0,null,null,null,null,null,null,null,null,null,null,null,null,null,null,null,1.141,0,{"$error":"#DIV/0!"}]
[null,1.1420000000000001,0,0,null,null,null,null,null,null,null,null,null,null,null,null,null,null,null,1.1420000000000001,0,{"$error":"#DIV/0!"}]
[null,1.143,0,0,null,null,null,null,null,null,null,null,null,null,null,null,null,null,null,1.143,0,{"$error":"#DIV/0!"}]
[null,1.1440000000000001,0,0,null,null,null,null,null,null,null,null,null,null,null,null,null,null,null,1.1440000000000001,0,{"$error":"#DIV/0!"}]
[null,1.145,0,0,null,null,null,null,null,null,null,null,null,null,null,null,null,null,null,1.145,0,{"$error":"#DIV/0!"}]
[null,1.1460000000000001,0,0,null,null,null,null,null,null,null,null,null,null,null,null,null,null,null,1.1460000000000001,0,{"$error":"#DIV/0!"}]
[null,1.147,0,0,null,null,null,null,null,null,null,null,null,null,null,null,null,null,null,1.147,0,{"$error":"#DIV/0!"}]
[null,1.1480000000000001,0,0,null,null,null,null,null,null,null,null,null,null,null,null,null,null,null,1.1480000000000001,0,{"$error":"#DIV/0!"}]
[null,1.149,0,0,null,null,null,null,null,null,null,null,null,null,null,null,null,null,null,1.149,0,{"$error":"#DIV/0!"}]
[null,1.1500000000000001,0,0,null,null,null,null,null,null,null,null,null,null,null,null,null,null,null,1.1500000000000001,0,{"$error":"#DIV/0!"}]
[null,1.151,0,0,null,null,null,null,null,null,null,null,null,null,null,null,null,null,null,1.151,0,{"$error":"#DIV/0!"}]
[null,1.1520000000000001,0,0,null,null,null,null,null,null,null,null,null,null,null,null,null,null,null,1.1520000000000001,0,{"$error":"#DIV/0!"}]
[null,1.153,0,0,null,null,null,null,null,null,null,null,null,null,null,null,null,null,null,1.153,0,{"$f":"D1162/$D$3","v":{"$error":"#DIV/0!"}}]
[null,1.1539999999999999,0,0,null,null,null,null,null,null,null,null,null,null,null,null,null,null,null,1.1539999999999999,0,{"$error":"#DIV/0!"}]
[null,1.155,0,0,null,null,null,null,null,null,null,null,null,null,null,null,null,null,null,1.155,0,{"$error":"#DIV/0!"}]
[null,1.1559999999999999,0,0,null,null,null,null,null,null,null,null,null,null,null,null,null,null,null,1.1559999999999999,0,{"$error":"#DIV/0!"}]
[null,1.157,0,0,null,null,null,null,null,null,null,null,null,null,null,null,null,null,null,1.157,0,{"$error":"#DIV/0!"}]
[null,1.1579999999999999,0,0,null,null,null,null,null,null,null,null,null,null,null,null,null,null,null,1.1579999999999999,0,{"$error":"#DIV/0!"}]
[null,1.159,0,0,null,null,null,null,null,null,null,null,null,null,null,null,null,null,null,1.159,0,{"$error":"#DIV/0!"}]
[null,1.1599999999999999,0,0,null,null,null,null,null,null,null,null,null,null,null,null,null,null,null,1.1599999999999999,0,{"$error":"#DIV/0!"}]
[null,1.161,0,0,null,null,null,null,null,null,null,null,null,null,null,null,null,null,null,1.161,0,{"$error":"#DIV/0!"}]
[null,1.1619999999999999,0,0,null,null,null,null,null,null,null,null,null,null,null,null,null,null,null,1.1619999999999999,0,{"$error":"#DIV/0!"}]
[null,1.163,0,0,null,null,null,null,null,null,null,null,null,null,null,null,null,null,null,1.163,0,{"$error":"#DIV/0!"}]
[null,1.1639999999999999,0,0,null,null,null,null,null,null,null,null,null,null,null,null,null,null,null,1.1639999999999999,0,{"$error":"#DIV/0!"}]
[null,1.165,0,0,null,null,null,null,null,null,null,null,null,null,null,null,null,null,null,1.165,0,{"$error":"#DIV/0!"}]
[null,1.1659999999999999,0,0,null,null,null,null,null,null,null,null,null,null,null,null,null,null,null,1.1659999999999999,0,{"$error":"#DIV/0!"}]
[null,1.167,0,0,null,null,null,null,null,null,null,null,null,null,null,null,null,null,null,1.167,0,{"$error":"#DIV/0!"}]
[null,1.1679999999999999,0,0,null,null,null,null,null,null,null,null,null,null,null,null,null,null,null,1.1679999999999999,0,{"$error":"#DIV/0!"}]
[null,1.169,0,0,null,null,null,null,null,null,null,null,null,null,null,null,null,null,null,1.169,0,{"$error":"#DIV/0!"}]
[null,1.17,0,0,null,null,null,null,null,null,null,null,null,null,null,null,null,null,null,1.17,0,{"$error":"#DIV/0!"}]
[null,1.171,0,0,null,null,null,null,null,null,null,null,null,null,null,null,null,null,null,1.171,0,{"$error":"#DIV/0!"}]
[null,1.1719999999999999,0,0,null,null,null,null,null,null,null,null,null,null,null,null,null,null,null,1.1719999999999999,0,{"$error":"#DIV/0!"}]
[null,1.173,0,0,null,null,null,null,null,null,null,null,null,null,null,null,null,null,null,1.173,0,{"$error":"#DIV/0!"}]
[null,1.1739999999999999,0,0,null,null,null,null,null,null,null,null,null,null,null,null,null,null,null,1.1739999999999999,0,{"$error":"#DIV/0!"}]
[null,1.175,0,0,null,null,null,null,null,null,null,null,null,null,null,null,null,null,null,1.175,0,{"$error":"#DIV/0!"}]
[null,1.1759999999999999,0,0,null,null,null,null,null,null,null,null,null,null,null,null,null,null,null,1.1759999999999999,0,{"$error":"#DIV/0!"}]
[null,1.177,0,0,null,null,null,null,null,null,null,null,null,null,null,null,null,null,null,1.177,0,{"$error":"#DIV/0!"}]
[null,1.1779999999999999,0,0,null,null,null,null,null,null,null,null,null,null,null,null,null,null,null,1.1779999999999999,0,{"$error":"#DIV/0!"}]
[null,1.179,0,0,null,null,null,null,null,null,null,null,null,null,null,null,null,null,null,1.179,0,{"$error":"#DIV/0!"}]
[null,1.18,0,0,null,null,null,null,null,null,null,null,null,null,null,null,null,null,null,1.18,0,{"$error":"#DIV/0!"}]
[null,1.181,0,0,null,null,null,null,null,null,null,null,null,null,null,null,null,null,null,1.181,0,{"$error":"#DIV/0!"}]
[null,1.1819999999999999,0,0,null,null,null,null,null,null,null,null,null,null,null,null,null,null,null,1.1819999999999999,0,{"$error":"#DIV/0!"}]
[null,1.1830000000000001,0,0,null,null,null,null,null,null,null,null,null,null,null,null,null,null,null,1.1830000000000001,0,{"$error":"#DIV/0!"}]
[null,1.1839999999999999,0,0,null,null,null,null,null,null,null,null,null,null,null,null,null,null,null,1.1839999999999999,0,{"$error":"#DIV/0!"}]
[null,1.1850000000000001,0,0,null,null,null,null,null,null,null,null,null,null,null,null,null,null,null,1.1850000000000001,0,{"$error":"#DIV/0!"}]
[null,1.1859999999999999,0,0,null,null,null,null,null,null,null,null,null,null,null,null,null,null,null,1.1859999999999999,0,{"$error":"#DIV/0!"}]
[null,1.1870000000000001,0,0,null,null,null,null,null,null,null,null,null,null,null,null,null,null,null,1.1870000000000001,0,{"$error":"#DIV/0!"}]
[null,1.1879999999999999,0,0,null,null,null,null,null,null,null,null,null,null,null,null,null,null,null,1.1879999999999999,0,{"$error":"#DIV/0!"}]
[null,1.1890000000000001,0,0,null,null,null,null,null,null,null,null,null,null,null,null,null,null,null,1.1890000000000001,0,{"$error":"#DIV/0!"}]
[null,1.19,0,0,null,null,null,null,null,null,null,null,null,null,null,null,null,null,null,1.19,0,{"$error":"#DIV/0!"}]
[null,1.1910000000000001,0,0,null,null,null,null,null,null,null,null,null,null,null,null,null,null,null,1.1910000000000001,0,{"$error":"#DIV/0!"}]
[null,1.1919999999999999,0,0,null,null,null,null,null,null,null,null,null,null,null,null,null,null,null,1.1919999999999999,0,{"$error":"#DIV/0!"}]
[null,1.1930000000000001,0,0,null,null,null,null,null,null,null,null,null,null,null,null,null,null,null,1.1930000000000001,0,{"$error":"#DIV/0!"}]
[null,1.194,0,0,null,null,null,null,null,null,null,null,null,null,null,null,null,null,null,1.194,0,{"$error":"#DIV/0!"}]
[null,1.1950000000000001,0,0,null,null,null,null,null,null,null,null,null,null,null,null,null,null,null,1.1950000000000001,0,{"$error":"#DIV/0!"}]
[null,1.196,0,0,null,null,null,null,null,null,null,null,null,null,null,null,null,null,null,1.196,0,{"$error":"#DIV/0!"}]
[null,1.1970000000000001,0,0,null,null,null,null,null,null,null,null,null,null,null,null,null,null,null,1.1970000000000001,0,{"$error":"#DIV/0!"}]
[null,1.198,0,0,null,null,null,null,null,null,null,null,null,null,null,null,null,null,null,1.198,0,{"$error":"#DIV/0!"}]
[null,1.1990000000000001,0,0,null,null,null,null,null,null,null,null,null,null,null,null,null,null,null,1.1990000000000001,0,{"$error":"#DIV/0!"}]
[null,1.2,0,0,null,null,null,null,null,null,null,null,null,null,null,null,null,null,null,1.2,0,{"$error":"#DIV/0!"}]
[null,1.2010000000000001,0,0,null,null,null,null,null,null,null,null,null,null,null,null,null,null,null,1.2010000000000001,0,{"$error":"#DIV/0!"}]
[null,1.202,0,0,null,null,null,null,null,null,null,null,null,null,null,null,null,null,null,1.202,0,{"$error":"#DIV/0!"}]
[null,1.2030000000000001,0,0,null,null,null,null,null,null,null,null,null,null,null,null,null,null,null,1.2030000000000001,0,{"$error":"#DIV/0!"}]
[null,1.204,0,0,null,null,null,null,null,null,null,null,null,null,null,null,null,null,null,1.204,0,{"$error":"#DIV/0!"}]
[null,1.2050000000000001,0,0,null,null,null,null,null,null,null,null,null,null,null,null,null,null,null,1.2050000000000001,0,{"$error":"#DIV/0!"}]
[null,1.206,0,0,null,null,null,null,null,null,null,null,null,null,null,null,null,null,null,1.206,0,{"$error":"#DIV/0!"}]
[null,1.2070000000000001,0,0,null,null,null,null,null,null,null,null,null,null,null,null,null,null,null,1.2070000000000001,0,{"$error":"#DIV/0!"}]
[null,1.208,0,0,null,null,null,null,null,null,null,null,null,null,null,null,null,null,null,1.208,0,{"$error":"#DIV/0!"}]
[null,1.2090000000000001,0,0,null,null,null,null,null,null,null,null,null,null,null,null,null,null,null,1.2090000000000001,0,{"$error":"#DIV/0!"}]
[null,1.21,0,0,null,null,null,null,null,null,null,null,null,null,null,null,null,null,null,1.21,0,{"$error":"#DIV/0!"}]
[null,1.2110000000000001,0,0,null,null,null,null,null,null,null,null,null,null,null,null,null,null,null,1.2110000000000001,0,{"$error":"#DIV/0!"}]
[null,1.212,0,0,null,null,null,null,null,null,null,null,null,null,null,null,null,null,null,1.212,0,{"$error":"#DIV/0!"}]
[null,1.2130000000000001,0,0,null,null,null,null,null,null,null,null,null,null,null,null,null,null,null,1.2130000000000001,0,{"$error":"#DIV/0!"}]
[null,1.214,0,0,null,null,null,null,null,null,null,null,null,null,null,null,null,null,null,1.214,0,{"$error":"#DIV/0!"}]
[null,1.2150000000000001,0,0,null,null,null,null,null,null,null,null,null,null,null,null,null,null,null,1.2150000000000001,0,{"$error":"#DIV/0!"}]
[null,1.216,0,0,null,null,null,null,null,null,null,null,null,null,null,null,null,null,null,1.216,0,{"$error":"#DIV/0!"}]
[null,1.2170000000000001,0,0,null,null,null,null,null,null,null,null,null,null,null,null,null,null,null,1.2170000000000001,0,{"$f":"D1226/$D$3","v":{"$error":"#DIV/0!"}}]
[null,1.218,0,0,null,null,null,null,null,null,null,null,null,null,null,null,null,null,null,1.218,0,{"$error":"#DIV/0!"}]
[null,1.2190000000000001,0,0,null,null,null,null,null,null,null,null,null,null,null,null,null,null,null,1.2190000000000001,0,{"$error":"#DIV/0!"}]
[null,1.22,0,0,null,null,null,null,null,null,null,null,null,null,null,null,null,null,null,1.22,0,{"$error":"#DIV/0!"}]
[null,1.2210000000000001,0,0,null,null,null,null,null,null,null,null,null,null,null,null,null,null,null,1.2210000000000001,0,{"$error":"#DIV/0!"}]
[null,1.222,0,0,null,null,null,null,null,null,null,null,null,null,null,null,null,null,null,1.222,0,{"$error":"#DIV/0!"}]
[null,1.2230000000000001,0,0,null,null,null,null,null,null,null,null,null,null,null,null,null,null,null,1.2230000000000001,0,{"$error":"#DIV/0!"}]
[null,1.224,0,0,null,null,null,null,null,null,null,null,null,null,null,null,null,null,null,1.224,0,{"$error":"#DIV/0!"}]
[null,1.2250000000000001,0,0,null,null,null,null,null,null,null,null,null,null,null,null,null,null,null,1.2250000000000001,0,{"$error":"#DIV/0!"}]
[null,1.226,0,0,null,null,null,null,null,null,null,null,null,null,null,null,null,null,null,1.226,0,{"$error":"#DIV/0!"}]
[null,1.2270000000000001,0,0,null,null,null,null,null,null,null,null,null,null,null,null,null,null,null,1.2270000000000001,0,{"$error":"#DIV/0!"}]
[null,1.228,0,0,null,null,null,null,null,null,null,null,null,null,null,null,null,null,null,1.228,0,{"$error":"#DIV/0!"}]
[null,1.2290000000000001,0,0,null,null,null,null,null,null,null,null,null,null,null,null,null,null,null,1.2290000000000001,0,{"$error":"#DIV/0!"}]
[null,1.23,0,0,null,null,null,null,null,null,null,null,null,null,null,null,null,null,null,1.23,0,{"$error":"#DIV/0!"}]
[null,1.2310000000000001,0,0,null,null,null,null,null,null,null,null,null,null,null,null,null,null,null,1.2310000000000001,0,{"$error":"#DIV/0!"}]
[null,1.232,0,0,null,null,null,null,null,null,null,null,null,null,null,null,null,null,null,1.232,0,{"$error":"#DIV/0!"}]
[null,1.2330000000000001,0,0,null,null,null,null,null,null,null,null,null,null,null,null,null,null,null,1.2330000000000001,0,{"$error":"#DIV/0!"}]
[null,1.234,0,0,null,null,null,null,null,null,null,null,null,null,null,null,null,null,null,1.234,0,{"$error":"#DIV/0!"}]
[null,1.2350000000000001,0,0,null,null,null,null,null,null,null,null,null,null,null,null,null,null,null,1.2350000000000001,0,{"$error":"#DIV/0!"}]
[null,1.236,0,0,null,null,null,null,null,null,null,null,null,null,null,null,null,null,null,1.236,0,{"$error":"#DIV/0!"}]
[null,1.2370000000000001,0,0,null,null,null,null,null,null,null,null,null,null,null,null,null,null,null,1.2370000000000001,0,{"$error":"#DIV/0!"}]
[null,1.238,0,0,null,null,null,null,null,null,null,null,null,null,null,null,null,null,null,1.238,0,{"$error":"#DIV/0!"}]
[null,1.2390000000000001,0,0,null,null,null,null,null,null,null,null,null,null,null,null,null,null,null,1.2390000000000001,0,{"$error":"#DIV/0!"}]
[null,1.24,0,0,null,null,null,null,null,null,null,null,null,null,null,null,null,null,null,1.24,0,{"$error":"#DIV/0!"}]
[null,1.2410000000000001,0,0,null,null,null,null,null,null,null,null,null,null,null,null,null,null,null,1.2410000000000001,0,{"$error":"#DIV/0!"}]
[null,1.242,0,0,null,null,null,null,null,null,null,null,null,null,null,null,null,null,null,1.242,0,{"$error":"#DIV/0!"}]
[null,1.2430000000000001,0,0,null,null,null,null,null,null,null,null,null,null,null,null,null,null,null,1.2430000000000001,0,{"$error":"#DIV/0!"}]
[null,1.244,0,0,null,null,null,null,null,null,null,null,null,null,null,null,null,null,null,1.244,0,{"$error":"#DIV/0!"}]
[null,1.2450000000000001,0,0,null,null,null,null,null,null,null,null,null,null,null,null,null,null,null,1.2450000000000001,0,{"$error":"#DIV/0!"}]
[null,1.246,0,0,null,null,null,null,null,null,null,null,null,null,null,null,null,null,null,1.246,0,{"$error":"#DIV/0!"}]
[null,1.2470000000000001,0,0,null,null,null,null,null,null,null,null,null,null,null,null,null,null,null,1.2470000000000001,0,{"$error":"#DIV/0!"}]
[null,1.248,0,0,null,null,null,null,null,null,null,null,null,null,null,null,null,null,null,1.248,0,{"$error":"#DIV/0!"}]
[null,1.2490000000000001,0,0,null,null,null,null,null,null,null,null,null,null,null,null,null,null,null,1.2490000000000001,0,{"$error":"#DIV/0!"}]
[null,1.25,0,0,null,null,null,null,null,null,null,null,null,null,null,null,null,null,null,1.25,0,{"$error":"#DIV/0!"}]
[null,1.2510000000000001,0,0,null,null,null,null,null,null,null,null,null,null,null,null,null,null,null,1.2510000000000001,0,{"$error":"#DIV/0!"}]
[null,1.252,0,0,null,null,null,null,null,null,null,null,null,null,null,null,null,null,null,1.252,0,{"$error":"#DIV/0!"}]
[null,1.2530000000000001,0,0,null,null,null,null,null,null,null,null,null,null,null,null,null,null,null,1.2530000000000001,0,{"$error":"#DIV/0!"}]
[null,1.254,0,0,null,null,null,null,null,null,null,null,null,null,null,null,null,null,null,1.254,0,{"$error":"#DIV/0!"}]
[null,1.2550000000000001,0,0,null,null,null,null,null,null,null,null,null,null,null,null,null,null,null,1.2550000000000001,0,{"$error":"#DIV/0!"}]
[null,1.256,0,0,null,null,null,null,null,null,null,null,null,null,null,null,null,null,null,1.256,0,{"$error":"#DIV/0!"}]
[null,1.2570000000000001,0,0,null,null,null,null,null,null,null,null,null,null,null,null,null,null,null,1.2570000000000001,0,{"$error":"#DIV/0!"}]
[null,1.258,0,0,null,null,null,null,null,null,null,null,null,null,null,null,null,null,null,1.258,0,{"$error":"#DIV/0!"}]
[null,1.2590000000000001,0,0,null,null,null,null,null,null,null,null,null,null,null,null,null,null,null,1.2590000000000001,0,{"$error":"#DIV/0!"}]
[null,1.26,0,0,null,null,null,null,null,null,null,null,null,null,null,null,null,null,null,1.26,0,{"$error":"#DIV/0!"}]
[null,1.2610000000000001,0,0,null,null,null,null,null,null,null,null,null,null,null,null,null,null,null,1.2610000000000001,0,{"$error":"#DIV/0!"}]
[null,1.262,0,0,null,null,null,null,null,null,null,null,null,null,null,null,null,null,null,1.262,0,{"$error":"#DIV/0!"}]
[null,1.2630000000000001,0,0,null,null,null,null,null,null,null,null,null,null,null,null,null,null,null,1.2630000000000001,0,{"$error":"#DIV/0!"}]
[null,1.264,0,0,null,null,null,null,null,null,null,null,null,null,null,null,null,null,null,1.264,0,{"$error":"#DIV/0!"}]
[null,1.2650000000000001,0,0,null,null,null,null,null,null,null,null,null,null,null,null,null,null,null,1.2650000000000001,0,{"$error":"#DIV/0!"}]
[null,1.266,0,0,null,null,null,null,null,null,null,null,null,null,null,null,null,null,null,1.266,0,{"$error":"#DIV/0!"}]
[null,1.2670000000000001,0,0,null,null,null,null,null,null,null,null,null,null,null,null,null,null,null,1.2670000000000001,0,{"$error":"#DIV/0!"}]
[null,1.268,0,0,null,null,null,null,null,null,null,null,null,null,null,null,null,null,null,1.268,0,{"$error":"#DIV/0!"}]
[null,1.2690000000000001,0,0,null,null,null,null,null,null,null,null,null,null,null,null,null,null,null,1.2690000000000001,0,{"$error":"#DIV/0!"}]
[null,1.27,0,0,null,null,null,null,null,null,null,null,null,null,null,null,null,null,null,1.27,0,{"$error":"#DIV/0!"}]
[null,1.2710000000000001,0,0,null,null,null,null,null,null,null,null,null,null,null,null,null,null,null,1.2710000000000001,0,{"$error":"#DIV/0!"}]
[null,1.272,0,0,null,null,null,null,null,null,null,null,null,null,null,null,null,null,null,1.272,0,{"$error":"#DIV/0!"}]
[null,1.2730000000000001,0,0,null,null,null,null,null,null,null,null,null,null,null,null,null,null,null,1.2730000000000001,0,{"$error":"#DIV/0!"}]
[null,1.274,0,0,null,null,null,null,null,null,null,null,null,null,null,null,null,null,null,1.274,0,{"$error":"#DIV/0!"}]
[null,1.2750000000000001,0,0,null,null,null,null,null,null,null,null,null,null,null,null,null,null,null,1.2750000000000001,0,{"$error":"#DIV/0!"}]
[null,1.276,0,0,null,null,null,null,null,null,null,null,null,null,null,null,null,null,null,1.276,0,{"$error":"#DIV/0!"}]
[null,1.2770000000000001,0,0,null,null,null,null,null,null,null,null,null,null,null,null,null,null,null,1.2770000000000001,0,{"$error":"#DIV/0!"}]
[null,1.278,0,0,null,null,null,null,null,null,null,null,null,null,null,null,null,null,null,1.278,0,{"$error":"#DIV/0!"}]
[null,1.2790000000000001,0,0,null,null,null,null,null,null,null,null,null,null,null,null,null,null,null,1.2790000000000001,0,{"$error":"#DIV/0!"}]
[null,1.28,0,0,null,null,null,null,null,null,null,null,null,null,null,null,null,null,null,1.28,0,{"$error":"#DIV/0!"}]
[null,1.2809999999999999,0,0,null,null,null,null,null,null,null,null,null,null,null,null,null,null,null,1.2809999999999999,0,{"$f":"D1290/$D$3","v":{"$error":"#DIV/0!"}}]
[null,1.282,0,0,null,null,null,null,null,null,null,null,null,null,null,null,null,null,null,1.282,0,{"$error":"#DIV/0!"}]
[null,1.2829999999999999,0,0,null,null,null,null,null,null,null,null,null,null,null,null,null,null,null,1.2829999999999999,0,{"$error":"#DIV/0!"}]
[null,1.284,0,0,null,null,null,null,null,null,null,null,null,null,null,null,null,null,null,1.284,0,{"$error":"#DIV/0!"}]
[null,1.2849999999999999,0,0,null,null,null,null,null,null,null,null,null,null,null,null,null,null,null,1.2849999999999999,0,{"$error":"#DIV/0!"}]
[null,1.286,0,0,null,null,null,null,null,null,null,null,null,null,null,null,null,null,null,1.286,0,{"$error":"#DIV/0!"}]
[null,1.2869999999999999,0,0,null,null,null,null,null,null,null,null,null,null,null,null,null,null,null,1.2869999999999999,0,{"$error":"#DIV/0!"}]
[null,1.288,0,0,null,null,null,null,null,null,null,null,null,null,null,null,null,null,null,1.288,0,{"$error":"#DIV/0!"}]
[null,1.2889999999999999,0,0,null,null,null,null,null,null,null,null,null,null,null,null,null,null,null,1.2889999999999999,0,{"$error":"#DIV/0!"}]
[null,1.29,0,0,null,null,null,null,null,null,null,null,null,null,null,null,null,null,null,1.29,0,{"$error":"#DIV/0!"}]
[null,1.2909999999999999,0,0,null,null,null,null,null,null,null,null,null,null,null,null,null,null,null,1.2909999999999999,0,{"$error":"#DIV/0!"}]
[null,1.292,0,0,null,null,null,null,null,null,null,null,null,null,null,null,null,null,null,1.292,0,{"$error":"#DIV/0!"}]
[null,1.2929999999999999,0,0,null,null,null,null,null,null,null,null,null,null,null,null,null,null,null,1.2929999999999999,0,{"$error":"#DIV/0!"}]
[null,1.294,0,0,null,null,null,null,null,null,null,null,null,null,null,null,null,null,null,1.294,0,{"$error":"#DIV/0!"}]
[null,1.2949999999999999,0,0,null,null,null,null,null,null,null,null,null,null,null,null,null,null,null,1.2949999999999999,0,{"$error":"#DIV/0!"}]
[null,1.296,0,0,null,null,null,null,null,null,null,null,null,null,null,null,null,null,null,1.296,0,{"$error":"#DIV/0!"}]
[null,1.2969999999999999,0,0,null,null,null,null,null,null,null,null,null,null,null,null,null,null,null,1.2969999999999999,0,{"$error":"#DIV/0!"}]
[null,1.298,0,0,null,null,null,null,null,null,null,null,null,null,null,null,null,null,null,1.298,0,{"$error":"#DIV/0!"}]
[null,1.2989999999999999,0,0,null,null,null,null,null,null,null,null,null,null,null,null,null,null,null,1.2989999999999999,0,{"$error":"#DIV/0!"}]
[null,1.3,0,0,null,null,null,null,null,null,null,null,null,null,null,null,null,null,null,1.3,0,{"$error":"#DIV/0!"}]
[null,1.3009999999999999,0,0,null,null,null,null,null,null,null,null,null,null,null,null,null,null,null,1.3009999999999999,0,{"$error":"#DIV/0!"}]
[null,1.302,0,0,null,null,null,null,null,null,null,null,null,null,null,null,null,null,null,1.302,0,{"$error":"#DIV/0!"}]
[null,1.3029999999999999,0,0,null,null,null,null,null,null,null,null,null,null,null,null,null,null,null,1.3029999999999999,0,{"$error":"#DIV/0!"}]
[null,1.304,0,0,null,null,null,null,null,null,null,null,null,null,null,null,null,null,null,1.304,0,{"$error":"#DIV/0!"}]
[null,1.3049999999999999,0,0,null,null,null,null,null,null,null,null,null,null,null,null,null,null,null,1.3049999999999999,0,{"$error":"#DIV/0!"}]
[null,1.306,0,0,null,null,null,null,null,null,null,null,null,null,null,null,null,null,null,1.306,0,{"$error":"#DIV/0!"}]
[null,1.3069999999999999,0,0,null,null,null,null,null,null,null,null,null,null,null,null,null,null,null,1.3069999999999999,0,{"$error":"#DIV/0!"}]
[null,1.3080000000000001,0,0,null,null,null,null,null,null,null,null,null,null,null,null,null,null,null,1.3080000000000001,0,{"$error":"#DIV/0!"}]
[null,1.3089999999999999,0,0,null,null,null,null,null,null,null,null,null,null,null,null,null,null,null,1.3089999999999999,0,{"$error":"#DIV/0!"}]
[null,1.31,0,0,null,null,null,null,null,null,null,null,null,null,null,null,null,null,null,1.31,0,{"$error":"#DIV/0!"}]
[null,1.3109999999999999,0,0,null,null,null,null,null,null,null,null,null,null,null,null,null,null,null,1.3109999999999999,0,{"$error":"#DIV/0!"}]
[null,1.3120000000000001,0,0,null,null,null,null,null,null,null,null,null,null,null,null,null,null,null,1.3120000000000001,0,{"$error":"#DIV/0!"}]
[null,1.3129999999999999,0,0,null,null,null,null,null,null,null,null,null,null,null,null,null,null,null,1.3129999999999999,0,{"$error":"#DIV/0!"}]
[null,1.3140000000000001,0,0,null,null,null,null,null,null,null,null,null,null,null,null,null,null,null,1.3140000000000001,0,{"$error":"#DIV/0!"}]
[null,1.3149999999999999,0,0,null,null,null,null,null,null,null,null,null,null,null,null,null,null,null,1.3149999999999999,0,{"$error":"#DIV/0!"}]
[null,1.3160000000000001,0,0,null,null,null,null,null,null,null,null,null,null,null,null,null,null,null,1.3160000000000001,0,{"$error":"#DIV/0!"}]
[null,1.3169999999999999,0,0,null,null,null,null,null,null,null,null,null,null,null,null,null,null,null,1.3169999999999999,0,{"$error":"#DIV/0!"}]
[null,1.3180000000000001,0,0,null,null,null,null,null,null,null,null,null,null,null,null,null,null,null,1.3180000000000001,0,{"$error":"#DIV/0!"}]
[null,1.319,0,0,null,null,null,null,null,null,null,null,null,null,null,null,null,null,null,1.319,0,{"$error":"#DIV/0!"}]
[null,1.32,0,0,null,null,null,null,null,null,null,null,null,null,null,null,null,null,null,1.32,0,{"$error":"#DIV/0!"}]
[null,1.321,0,0,null,null,null,null,null,null,null,null,null,null,null,null,null,null,null,1.321,0,{"$error":"#DIV/0!"}]
[null,1.3220000000000001,0,0,null,null,null,null,null,null,null,null,null,null,null,null,null,null,null,1.3220000000000001,0,{"$error":"#DIV/0!"}]
[null,1.323,0,0,null,null,null,null,null,null,null,null,null,null,null,null,null,null,null,1.323,0,{"$error":"#DIV/0!"}]
[null,1.3240000000000001,0,0,null,null,null,null,null,null,null,null,null,null,null,null,null,null,null,1.3240000000000001,0,{"$error":"#DIV/0!"}]
[null,1.325,0,0,null,null,null,null,null,null,null,null,null,null,null,null,null,null,null,1.325,0,{"$error":"#DIV/0!"}]
[null,1.3260000000000001,0,0,null,null,null,null,null,null,null,null,null,null,null,null,null,null,null,1.3260000000000001,0,{"$error":"#DIV/0!"}]
[null,1.327,0,0,null,null,null,null,null,null,null,null,null,null,null,null,null,null,null,1.327,0,{"$error":"#DIV/0!"}]
[null,1.3280000000000001,0,0,null,null,null,null,null,null,null,null,null,null,null,null,null,null,null,1.3280000000000001,0,{"$error":"#DIV/0!"}]
[null,1.329,0,0,null,null,null,null,null,null,null,null,null,null,null,null,null,null,null,1.329,0,{"$error":"#DIV/0!"}]
[null,1.33,0,0,null,null,null,null,null,null,null,null,null,null,null,null,null,null,null,1.33,0,{"$error":"#DIV/0!"}]
[null,1.331,0,0,null,null,null,null,null,null,null,null,null,null,null,null,null,null,null,1.331,0,{"$error":"#DIV/0!"}]
[null,1.3320000000000001,0,0,null,null,null,null,null,null,null,null,null,null,null,null,null,null,null,1.3320000000000001,0,{"$error":"#DIV/0!"}]
[null,1.333,0,0,null,null,null,null,null,null,null,null,null,null,null,null,null,null,null,1.333,0,{"$error":"#DIV/0!"}]
[null,1.3340000000000001,0,0,null,null,null,null,null,null,null,null,null,null,null,null,null,null,null,1.3340000000000001,0,{"$error":"#DIV/0!"}]
[null,1.335,0,0,null,null,null,null,null,null,null,null,null,null,null,null,null,null,null,1.335,0,{"$error":"#DIV/0!"}]
[null,1.3360000000000001,0,0,null,null,null,null,null,null,null,null,null,null,null,null,null,null,null,1.3360000000000001,0,{"$error":"#DIV/0!"}]
[null,1.337,0,0,null,null,null,null,null,null,null,null,null,null,null,null,null,null,null,1.337,0,{"$error":"#DIV/0!"}]
[null,1.3380000000000001,0,0,null,null,null,null,null,null,null,null,null,null,null,null,null,null,null,1.3380000000000001,0,{"$error":"#DIV/0!"}]
[null,1.339,0,0,null,null,null,null,null,null,null,null,null,null,null,null,null,null,null,1.339,0,{"$error":"#DIV/0!"}]
[null,1.34,0,0,null,null,null,null,null,null,null,null,null,null,null,null,null,null,null,1.34,0,{"$error":"#DIV/0!"}]
[null,1.341,0,0,null,null,null,null,null,null,null,null,null,null,null,null,null,null,null,1.341,0,{"$error":"#DIV/0!"}]
[null,1.3420000000000001,0,0,null,null,null,null,null,null,null,null,null,null,null,null,null,null,null,1.3420000000000001,0,{"$error":"#DIV/0!"}]
[null,1.343,0,0,null,null,null,null,null,null,null,null,null,null,null,null,null,null,null,1.343,0,{"$error":"#DIV/0!"}]
[null,1.3440000000000001,0,0,null,null,null,null,null,null,null,null,null,null,null,null,null,null,null,1.3440000000000001,0,{"$error":"#DIV/0!"}]
[null,1.345,0,0,null,null,null,null,null,null,null,null,null,null,null,null,null,null,null,1.345,0,{"$f":"D1354/$D$3","v":{"$error":"#DIV/0!"}}]
[null,1.3460000000000001,0,0,null,null,null,null,null,null,null,null,null,null,null,null,null,null,null,1.3460000000000001,0,{"$error":"#DIV/0!"}]
[null,1.347,0,0,null,null,null,null,null,null,null,null,null,null,null,null,null,null,null,1.347,0,{"$error":"#DIV/0!"}]
[null,1.3480000000000001,0,0,null,null,null,null,null,null,null,null,null,null,null,null,null,null,null,1.3480000000000001,0,{"$error":"#DIV/0!"}]
[null,1.349,0,0,null,null,null,null,null,null,null,null,null,null,null,null,null,null,null,1.349,0,{"$error":"#DIV/0!"}]
[null,1.35,0,0,null,null,null,null,null,null,null,null,null,null,null,null,null,null,null,1.35,0,{"$error":"#DIV/0!"}]
[null,1.351,0,0,null,null,null,null,null,null,null,null,null,null,null,null,null,null,null,1.351,0,{"$error":"#DIV/0!"}]
[null,1.3520000000000001,0,0,null,null,null,null,null,null,null,null,null,null,null,null,null,null,null,1.3520000000000001,0,{"$error":"#DIV/0!"}]
[null,1.353,0,0,null,null,null,null,null,null,null,null,null,null,null,null,null,null,null,1.353,0,{"$error":"#DIV/0!"}]
[null,1.3540000000000001,0,0,null,null,null,null,null,null,null,null,null,null,null,null,null,null,null,1.3540000000000001,0,{"$error":"#DIV/0!"}]
[null,1.355,0,0,null,null,null,null,null,null,null,null,null,null,null,null,null,null,null,1.355,0,{"$error":"#DIV/0!"}]
[null,1.3560000000000001,0,0,null,null,null,null,null,null,null,null,null,null,null,null,null,null,null,1.3560000000000001,0,{"$error":"#DIV/0!"}]
[null,1.357,0,0,null,null,null,null,null,null,null,null,null,null,null,null,null,null,null,1.357,0,{"$error":"#DIV/0!"}]
[null,1.3580000000000001,0,0,null,null,null,null,null,null,null,null,null,null,null,null,null,null,null,1.3580000000000001,0,{"$error":"#DIV/0!"}]
[null,1.359,0,0,null,null,null,null,null,null,null,null,null,null,null,null,null,null,null,1.359,0,{"$error":"#DIV/0!"}]
[null,1.36,0,0,null,null,null,null,null,null,null,null,null,null,null,null,null,null,null,1.36,0,{"$error":"#DIV/0!"}]
[null,1.361,0,0,null,null,null,null,null,null,null,null,null,null,null,null,null,null,null,1.361,0,{"$error":"#DIV/0!"}]
[null,1.3620000000000001,0,0,null,null,null,null,null,null,null,null,null,null,null,null,null,null,null,1.3620000000000001,0,{"$error":"#DIV/0!"}]
[null,1.363,0,0,null,null,null,null,null,null,null,null,null,null,null,null,null,null,null,1.363,0,{"$error":"#DIV/0!"}]
[null,1.3640000000000001,0,0,null,null,null,null,null,null,null,null,null,null,null,null,null,null,null,1.3640000000000001,0,{"$error":"#DIV/0!"}]
[null,1.365,0,0,null,null,null,null,null,null,null,null,null,null,null,null,null,null,null,1.365,0,{"$error":"#DIV/0!"}]
[null,1.3660000000000001,0,0,null,null,null,null,null,null,null,null,null,null,null,null,null,null,null,1.3660000000000001,0,{"$error":"#DIV/0!"}]
[null,1.367,0,0,null,null,null,null,null,null,null,null,null,null,null,null,null,null,null,1.367,0,{"$error":"#DIV/0!"}]
[null,1.3680000000000001,0,0,null,null,null,null,null,null,null,null,null,null,null,null,null,null,null,1.3680000000000001,0,{"$error":"#DIV/0!"}]
[null,1.369,0,0,null,null,null,null,null,null,null,null,null,null,null,null,null,null,null,1.369,0,{"$error":"#DIV/0!"}]
[null,1.37,0,0,null,null,null,null,null,null,null,null,null,null,null,null,null,null,null,1.37,0,{"$error":"#DIV/0!"}]
[null,1.371,0,0,null,null,null,null,null,null,null,null,null,null,null,null,null,null,null,1.371,0,{"$error":"#DIV/0!"}]
[null,1.3720000000000001,0,0,null,null,null,null,null,null,null,null,null,null,null,null,null,null,null,1.3720000000000001,0,{"$error":"#DIV/0!"}]
[null,1.373,0,0,null,null,null,null,null,null,null,null,null,null,null,null,null,null,null,1.373,0,{"$error":"#DIV/0!"}]
[null,1.3740000000000001,0,0,null,null,null,null,null,null,null,null,null,null,null,null,null,null,null,1.3740000000000001,0,{"$error":"#DIV/0!"}]
[null,1.375,0,0,null,null,null,null,null,null,null,null,null,null,null,null,null,null,null,1.375,0,{"$error":"#DIV/0!"}]
[null,1.3760000000000001,0,0,null,null,null,null,null,null,null,null,null,null,null,null,null,null,null,1.3760000000000001,0,{"$error":"#DIV/0!"}]
[null,1.377,0,0,null,null,null,null,null,null,null,null,null,null,null,null,null,null,null,1.377,0,{"$error":"#DIV/0!"}]
[null,1.3780000000000001,0,0,null,null,null,null,null,null,null,null,null,null,null,null,null,null,null,1.3780000000000001,0,{"$error":"#DIV/0!"}]
[null,1.379,0,0,null,null,null,null,null,null,null,null,null,null,null,null,null,null,null,1.379,0,{"$error":"#DIV/0!"}]
[null,1.3800000000000001,0,0,null,null,null,null,null,null,null,null,null,null,null,null,null,null,null,1.3800000000000001,0,{"$error":"#DIV/0!"}]
[null,1.381,0,0,null,null,null,null,null,null,null,null,null,null,null,null,null,null,null,1.381,0,{"$error":"#DIV/0!"}]
[null,1.3820000000000001,0,0,null,null,null,null,null,null,null,null,null,null,null,null,null,null,null,1.3820000000000001,0,{"$error":"#DIV/0!"}]
[null,1.383,0,0,null,null,null,null,null,null,null,null,null,null,null,null,null,null,null,1.383,0,{"$error":"#DIV/0!"}]
[null,1.3840000000000001,0,0,null,null,null,null,null,null,null,null,null,null,null,null,null,null,null,1.3840000000000001,0,{"$error":"#DIV/0!"}]
[null,1.385,0,0,null,null,null,null,null,null,null,null,null,null,null,null,null,null,null,1.385,0,{"$error":"#DIV/0!"}]
[null,1.3860000000000001,0,0,null,null,null,null,null,null,null,null,null,null,null,null,null,null,null,1.3860000000000001,0,{"$error":"#DIV/0!"}]
[null,1.387,0,0,null,null,null,null,null,null,null,null,null,null,null,null,null,null,null,1.387,0,{"$error":"#DIV/0!"}]
[null,1.3880000000000001,0,0,null,null,null,null,null,null,null,null,null,null,null,null,null,null,null,1.3880000000000001,0,{"$error":"#DIV/0!"}]
[null,1.389,0,0,null,null,null,null,null,null,null,null,null,null,null,null,null,null,null,1.389,0,{"$error":"#DIV/0!"}]
[null,1.3900000000000001,0,0,null,null,null,null,null,null,null,null,null,null,null,null,null,null,null,1.3900000000000001,0,{"$error":"#DIV/0!"}]
[null,1.391,0,0,null,null,null,null,null,null,null,null,null,null,null,null,null,null,null,1.391,0,{"$error":"#DIV/0!"}]
[null,1.3920000000000001,0,0,null,null,null,null,null,null,null,null,null,null,null,null,null,null,null,1.3920000000000001,0,{"$error":"#DIV/0!"}]
[null,1.393,0,0,null,null,null,null,null,null,null,null,null,null,null,null,null,null,null,1.393,0,{"$error":"#DIV/0!"}]
[null,1.3940000000000001,0,0,null,null,null,null,null,null,null,null,null,null,null,null,null,null,null,1.3940000000000001,0,{"$error":"#DIV/0!"}]
[null,1.395,0,0,null,null,null,null,null,null,null,null,null,null,null,null,null,null,null,1.395,0,{"$error":"#DIV/0!"}]
[null,1.3960000000000001,0,0,null,null,null,null,null,null,null,null,null,null,null,null,null,null,null,1.3960000000000001,0,{"$error":"#DIV/0!"}]
[null,1.397,0,0,null,null,null,null,null,null,null,null,null,null,null,null,null,null,null,1.397,0,{"$error":"#DIV/0!"}]
[null,1.3980000000000001,0,0,null,null,null,null,null,null,null,null,null,null,null,null,null,null,null,1.3980000000000001,0,{"$error":"#DIV/0!"}]
[null,1.399,0,0,null,null,null,null,null,null,null,null,null,null,null,null,null,null,null,1.399,0,{"$error":"#DIV/0!"}]
[null,1.4000000000000001,0,0,null,null,null,null,null,null,null,null,null,null,null,null,null,null,null,1.4000000000000001,0,{"$error":"#DIV/0!"}]
[null,1.401,0,0,null,null,null,null,null,null,null,null,null,null,null,null,null,null,null,1.401,0,{"$error":"#DIV/0!"}]
[null,1.4020000000000001,0,0,null,null,null,null,null,null,null,null,null,null,null,null,null,null,null,1.4020000000000001,0,{"$error":"#DIV/0!"}]
[null,1.403,0,0,null,null,null,null,null,null,null,null,null,null,null,null,null,null,null,1.403,0,{"$error":"#DIV/0!"}]
[null,1.4040000000000001,0,0,null,null,null,null,null,null,null,null,null,null,null,null,null,null,null,1.4040000000000001,0,{"$error":"#DIV/0!"}]
[null,1.405,0,0,null,null,null,null,null,null,null,null,null,null,null,null,null,null,null,1.405,0,{"$error":"#DIV/0!"}]
[null,1.4060000000000001,0,0,null,null,null,null,null,null,null,null,null,null,null,null,null,null,null,1.4060000000000001,0,{"$error":"#DIV/0!"}]
[null,1.407,0,0,null,null,null,null,null,null,null,null,null,null,null,null,null,null,null,1.407,0,{"$error":"#DIV/0!"}]
[null,1.4079999999999999,0,0,null,null,null,null,null,null,null,null,null,null,null,null,null,null,null,1.4079999999999999,0,{"$error":"#DIV/0!"}]
[null,1.409,0,0,null,null,null,null,null,null,null,null,null,null,null,null,null,null,null,1.409,0,{"$f":"D1418/$D$3","v":{"$error":"#DIV/0!"}}]
[null,1.41,0,0,null,null,null,null,null,null,null,null,null,null,null,null,null,null,null,1.41,0,{"$error":"#DIV/0!"}]
[null,1.411,0,0,null,null,null,null,null,null,null,null,null,null,null,null,null,null,null,1.411,0,{"$error":"#DIV/0!"}]
[null,1.4119999999999999,0,0,null,null,null,null,null,null,null,null,null,null,null,null,null,null,null,1.4119999999999999,0,{"$error":"#DIV/0!"}]
[null,1.413,0,0,null,null,null,null,null,null,null,null,null,null,null,null,null,null,null,1.413,0,{"$error":"#DIV/0!"}]
[null,1.4139999999999999,0,0,null,null,null,null,null,null,null,null,null,null,null,null,null,null,null,1.4139999999999999,0,{"$error":"#DIV/0!"}]
[null,1.415,0,0,null,null,null,null,null,null,null,null,null,null,null,null,null,null,null,1.415,0,{"$error":"#DIV/0!"}]
[null,1.4159999999999999,0,0,null,null,null,null,null,null,null,null,null,null,null,null,null,null,null,1.4159999999999999,0,{"$error":"#DIV/0!"}]
[null,1.417,0,0,null,null,null,null,null,null,null,null,null,null,null,null,null,null,null,1.417,0,{"$error":"#DIV/0!"}]
[null,1.4179999999999999,0,0,null,null,null,null,null,null,null,null,null,null,null,null,null,null,null,1.4179999999999999,0,{"$error":"#DIV/0!"}]
[null,1.419,0,0,null,null,null,null,null,null,null,null,null,null,null,null,null,null,null,1.419,0,{"$error":"#DIV/0!"}]
[null,1.42,0,0,null,null,null,null,null,null,null,null,null,null,null,null,null,null,null,1.42,0,{"$error":"#DIV/0!"}]
[null,1.421,0,0,null,null,null,null,null,null,null,null,null,null,null,null,null,null,null,1.421,0,{"$error":"#DIV/0!"}]
[null,1.4219999999999999,0,0,null,null,null,null,null,null,null,null,null,null,null,null,null,null,null,1.4219999999999999,0,{"$error":"#DIV/0!"}]
[null,1.423,0,0,null,null,null,null,null,null,null,null,null,null,null,null,null,null,null,1.423,0,{"$error":"#DIV/0!"}]
[null,1.4239999999999999,0,0,null,null,null,null,null,null,null,null,null,null,null,null,null,null,null,1.4239999999999999,0,{"$error":"#DIV/0!"}]
[null,1.425,0,0,null,null,null,null,null,null,null,null,null,null,null,null,null,null,null,1.425,0,{"$error":"#DIV/0!"}]
[null,1.4259999999999999,0,0,null,null,null,null,null,null,null,null,null,null,null,null,null,null,null,1.4259999999999999,0,{"$error":"#DIV/0!"}]
[null,1.427,0,0,null,null,null,null,null,null,null,null,null,null,null,null,null,null,null,1.427,0,{"$error":"#DIV/0!"}]
[null,1.4279999999999999,0,0,null,null,null,null,null,null,null,null,null,null,null,null,null,null,null,1.4279999999999999,0,{"$error":"#DIV/0!"}]
[null,1.429,0,0,null,null,null,null,null,null,null,null,null,null,null,null,null,null,null,1.429,0,{"$error":"#DIV/0!"}]
[null,1.43,0,0,null,null,null,null,null,null,null,null,null,null,null,null,null,null,null,1.43,0,{"$error":"#DIV/0!"}]
[null,1.431,0,0,null,null,null,null,null,null,null,null,null,null,null,null,null,null,null,1.431,0,{"$error":"#DIV/0!"}]
[null,1.4319999999999999,0,0,null,null,null,null,null,null,null,null,null,null,null,null,null,null,null,1.4319999999999999,0,{"$error":"#DIV/0!"}]
[null,1.4330000000000001,0,0,null,null,null,null,null,null,null,null,null,null,null,null,null,null,null,1.4330000000000001,0,{"$error":"#DIV/0!"}]
[null,1.4339999999999999,0,0,null,null,null,null,null,null,null,null,null,null,null,null,null,null,null,1.4339999999999999,0,{"$error":"#DIV/0!"}]
[null,1.4350000000000001,0,0,null,null,null,null,null,null,null,null,null,null,null,null,null,null,null,1.4350000000000001,0,{"$error":"#DIV/0!"}]
[null,1.4359999999999999,0,0,null,null,null,null,null,null,null,null,null,null,null,null,null,null,null,1.4359999999999999,0,{"$error":"#DIV/0!"}]
[null,1.4370000000000001,0,0,null,null,null,null,null,null,null,null,null,null,null,null,null,null,null,1.4370000000000001,0,{"$error":"#DIV/0!"}]
[null,1.4379999999999999,0,0,null,null,null,null,null,null,null,null,null,null,null,null,null,null,null,1.4379999999999999,0,{"$error":"#DIV/0!"}]
[null,1.4390000000000001,0,0,null,null,null,null,null,null,null,null,null,null,null,null,null,null,null,1.4390000000000001,0,{"$error":"#DIV/0!"}]
[null,1.44,0,0,null,null,null,null,null,null,null,null,null,null,null,null,null,null,null,1.44,0,{"$error":"#DIV/0!"}]
[null,1.4410000000000001,0,0,null,null,null,null,null,null,null,null,null,null,null,null,null,null,null,1.4410000000000001,0,{"$error":"#DIV/0!"}]
[null,1.4419999999999999,0,0,null,null,null,null,null,null,null,null,null,null,null,null,null,null,null,1.4419999999999999,0,{"$error":"#DIV/0!"}]
[null,1.4430000000000001,0,0,null,null,null,null,null,null,null,null,null,null,null,null,null,null,null,1.4430000000000001,0,{"$error":"#DIV/0!"}]
[null,1.444,0,0,null,null,null,null,null,null,null,null,null,null,null,null,null,null,null,1.444,0,{"$error":"#DIV/0!"}]
[null,1.4450000000000001,0,0,null,null,null,null,null,null,null,null,null,null,null,null,null,null,null,1.4450000000000001,0,{"$error":"#DIV/0!"}]
[null,1.446,0,0,null,null,null,null,null,null,null,null,null,null,null,null,null,null,null,1.446,0,{"$error":"#DIV/0!"}]
[null,1.4470000000000001,0,0,null,null,null,null,null,null,null,null,null,null,null,null,null,null,null,1.4470000000000001,0,{"$error":"#DIV/0!"}]
[null,1.448,0,0,null,null,null,null,null,null,null,null,null,null,null,null,null,null,null,1.448,0,{"$error":"#DIV/0!"}]
[null,1.4490000000000001,0,0,null,null,null,null,null,null,null,null,null,null,null,null,null,null,null,1.4490000000000001,0,{"$error":"#DIV/0!"}]
[null,1.45,0,0,null,null,null,null,null,null,null,null,null,null,null,null,null,null,null,1.45,0,{"$error":"#DIV/0!"}]
[null,1.4510000000000001,0,0,null,null,null,null,null,null,null,null,null,null,null,null,null,null,null,1.4510000000000001,0,{"$error":"#DIV/0!"}]
[null,1.452,0,0,null,null,null,null,null,null,null,null,null,null,null,null,null,null,null,1.452,0,{"$error":"#DIV/0!"}]
[null,1.4530000000000001,0,0,null,null,null,null,null,null,null,null,null,null,null,null,null,null,null,1.4530000000000001,0,{"$error":"#DIV/0!"}]
[null,1.454,0,0,null,null,null,null,null,null,null,null,null,null,null,null,null,null,null,1.454,0,{"$error":"#DIV/0!"}]
[null,1.4550000000000001,0,0,null,null,null,null,null,null,null,null,null,null,null,null,null,null,null,1.4550000000000001,0,{"$error":"#DIV/0!"}]
[null,1.456,0,0,null,null,null,null,null,null,null,null,null,null,null,null,null,null,null,1.456,0,{"$error":"#DIV/0!"}]
[null,1.4570000000000001,0,0,null,null,null,null,null,null,null,null,null,null,null,null,null,null,null,1.4570000000000001,0,{"$error":"#DIV/0!"}]
[null,1.458,0,0,null,null,null,null,null,null,null,null,null,null,null,null,null,null,null,1.458,0,{"$error":"#DIV/0!"}]
[null,1.4590000000000001,0,0,null,null,null,null,null,null,null,null,null,null,null,null,null,null,null,1.4590000000000001,0,{"$error":"#DIV/0!"}]
[null,1.46,0,0,null,null,null,null,null,null,null,null,null,null,null,null,null,null,null,1.46,0,{"$error":"#DIV/0!"}]
[null,1.4610000000000001,0,0,null,null,null,null,null,null,null,null,null,null,null,null,null,null,null,1.4610000000000001,0,{"$error":"#DIV/0!"}]
[null,1.462,0,0,null,null,null,null,null,null,null,null,null,null,null,null,null,null,null,1.462,0,{"$error":"#DIV/0!"}]
[null,1.4630000000000001,0,0,null,null,null,null,null,null,null,null,null,null,null,null,null,null,null,1.4630000000000001,0,{"$error":"#DIV/0!"}]
[null,1.464,0,0,null,null,null,null,null,null,null,null,null,null,null,null,null,null,null,1.464,0,{"$error":"#DIV/0!"}]
[null,1.4650000000000001,0,0,null,null,null,null,null,null,null,null,null,null,null,null,null,null,null,1.4650000000000001,0,{"$error":"#DIV/0!"}]
[null,1.466,0,0,null,null,null,null,null,null,null,null,null,null,null,null,null,null,null,1.466,0,{"$error":"#DIV/0!"}]
[null,1.4670000000000001,0,0,null,null,null,null,null,null,null,null,null,null,null,null,null,null,null,1.4670000000000001,0,{"$error":"#DIV/0!"}]
[null,1.468,0,0,null,null,null,null,null,null,null,null,null,null,null,null,null,null,null,1.468,0,{"$error":"#DIV/0!"}]
[null,1.4690000000000001,0,0,null,null,null,null,null,null,null,null,null,null,null,null,null,null,null,1.4690000000000001,0,{"$error":"#DIV/0!"}]
[null,1.47,0,0,null,null,null,null,null,null,null,null,null,null,null,null,null,null,null,1.47,0,{"$error":"#DIV/0!"}]
[null,1.4710000000000001,0,0,null,null,null,null,null,null,null,null,null,null,null,null,null,null,null,1.4710000000000001,0,{"$error":"#DIV/0!"}]
[null,1.472,0,0,null,null,null,null,null,null,null,null,null,null,null,null,null,null,null,1.472,0,{"$error":"#DIV/0!"}]
[null,1.4730000000000001,0,0,null,null,null,null,null,null,null,null,null,null,null,null,null,null,null,1.4730000000000001,0,{"$f":"D1482/$D$3","v":{"$error":"#DIV/0!"}}]
[null,1.474,0,0,null,null,null,null,null,null,null,null,null,null,null,null,null,null,null,1.474,0,{"$error":"#DIV/0!"}]
[null,1.4750000000000001,0,0,null,null,null,null,null,null,null,null,null,null,null,null,null,null,null,1.4750000000000001,0,{"$error":"#DIV/0!"}]
[null,1.476,0,0,null,null,null,null,null,null,null,null,null,null,null,null,null,null,null,1.476,0,{"$error":"#DIV/0!"}]
[null,1.4770000000000001,0,0,null,null,null,null,null,null,null,null,null,null,null,null,null,null,null,1.4770000000000001,0,{"$error":"#DIV/0!"}]
[null,1.478,0,0,null,null,null,null,null,null,null,null,null,null,null,null,null,null,null,1.478,0,{"$error":"#DIV/0!"}]
[null,1.4790000000000001,0,0,null,null,null,null,null,null,null,null,null,null,null,null,null,null,null,1.4790000000000001,0,{"$error":"#DIV/0!"}]
[null,1.48,0,0,null,null,null,null,null,null,null,null,null,null,null,null,null,null,null,1.48,0,{"$error":"#DIV/0!"}]
[null,1.4810000000000001,0,0,null,null,null,null,null,null,null,null,null,null,null,null,null,null,null,1.4810000000000001,0,{"$error":"#DIV/0!"}]
[null,1.482,0,0,null,null,null,null,null,null,null,null,null,null,null,null,null,null,null,1.482,0,{"$error":"#DIV/0!"}]
[null,1.4830000000000001,0,0,null,null,null,null,null,null,null,null,null,null,null,null,null,null,null,1.4830000000000001,0,{"$error":"#DIV/0!"}]
[null,1.484,0,0,null,null,null,null,null,null,null,null,null,null,null,null,null,null,null,1.484,0,{"$error":"#DIV/0!"}]
[null,1.4850000000000001,0,0,null,null,null,null,null,null,null,null,null,null,null,null,null,null,null,1.4850000000000001,0,{"$error":"#DIV/0!"}]
[null,1.486,0,0,null,null,null,null,null,null,null,null,null,null,null,null,null,null,null,1.486,0,{"$error":"#DIV/0!"}]
[null,1.4870000000000001,0,0,null,null,null,null,null,null,null,null,null,null,null,null,null,null,null,1.4870000000000001,0,{"$error":"#DIV/0!"}]
[null,1.488,0,0,null,null,null,null,null,null,null,null,null,null,null,null,null,null,null,1.488,0,{"$error":"#DIV/0!"}]
[null,1.4890000000000001,0,0,null,null,null,null,null,null,null,null,null,null,null,null,null,null,null,1.4890000000000001,0,{"$error":"#DIV/0!"}]
[null,1.49,0,0,null,null,null,null,null,null,null,null,null,null,null,null,null,null,null,1.49,0,{"$error":"#DIV/0!"}]
[null,1.4910000000000001,0,0,null,null,null,null,null,null,null,null,null,null,null,null,null,null,null,1.4910000000000001,0,{"$error":"#DIV/0!"}]
[null,1.492,0,0,null,null,null,null,null,null,null,null,null,null,null,null,null,null,null,1.492,0,{"$error":"#DIV/0!"}]
[null,1.4930000000000001,0,0,null,null,null,null,null,null,null,null,null,null,null,null,null,null,null,1.4930000000000001,0,{"$error":"#DIV/0!"}]
[null,1.494,0,0,null,null,null,null,null,null,null,null,null,null,null,null,null,null,null,1.494,0,{"$error":"#DIV/0!"}]
[null,1.4950000000000001,0,0,null,null,null,null,null,null,null,null,null,null,null,null,null,null,null,1.4950000000000001,0,{"$error":"#DIV/0!"}]
[null,1.496,0,0,null,null,null,null,null,null,null,null,null,null,null,null,null,null,null,1.496,0,{"$error":"#DIV/0!"}]
[null,1.4970000000000001,0,0,null,null,null,null,null,null,null,null,null,null,null,null,null,null,null,1.4970000000000001,0,{"$error":"#DIV/0!"}]
[null,1.498,0,0,null,null,null,null,null,null,null,null,null,null,null,null,null,null,null,1.498,0,{"$error":"#DIV/0!"}]
[null,1.4990000000000001,0,0,null,null,null,null,null,null,null,null,null,null,null,null,null,null,null,1.4990000000000001,0,{"$error":"#DIV/0!"}]
[null,1.5,0,0,null,null,null,null,null,null,null,null,null,null,null,null,null,null,null,1.5,0,{"$error":"#DIV/0!"}]
[null,1.5010000000000001,0,0,null,null,null,null,null,null,null,null,null,null,null,null,null,null,null,1.5010000000000001,0,{"$error":"#DIV/0!"}]
[null,1.502,0,0,null,null,null,null,null,null,null,null,null,null,null,null,null,null,null,1.502,0,{"$error":"#DIV/0!"}]
[null,1.5030000000000001,0,0,null,null,null,null,null,null,null,null,null,null,null,null,null,null,null,1.5030000000000001,0,{"$error":"#DIV/0!"}]
[null,1.504,0,0,null,null,null,null,null,null,null,null,null,null,null,null,null,null,null,1.504,0,{"$error":"#DIV/0!"}]
[null,1.5050000000000001,0,0,null,null,null,null,null,null,null,null,null,null,null,null,null,null,null,1.5050000000000001,0,{"$error":"#DIV/0!"}]
[null,1.506,0,0,null,null,null,null,null,null,null,null,null,null,null,null,null,null,null,1.506,0,{"$error":"#DIV/0!"}]
[null,1.5070000000000001,0,0,null,null,null,null,null,null,null,null,null,null,null,null,null,null,null,1.5070000000000001,0,{"$error":"#DIV/0!"}]
[null,1.508,0,0,null,null,null,null,null,null,null,null,null,null,null,null,null,null,null,1.508,0,{"$error":"#DIV/0!"}]
[null,1.5090000000000001,0,0,null,null,null,null,null,null,null,null,null,null,null,null,null,null,null,1.5090000000000001,0,{"$error":"#DIV/0!"}]
[null,1.51,0,0,null,null,null,null,null,null,null,null,null,null,null,null,null,null,null,1.51,0,{"$error":"#DIV/0!"}]
[null,1.5110000000000001,0,0,null,null,null,null,null,null,null,null,null,null,null,null,null,null,null,1.5110000000000001,0,{"$error":"#DIV/0!"}]
[null,1.512,0,0,null,null,null,null,null,null,null,null,null,null,null,null,null,null,null,1.512,0,{"$error":"#DIV/0!"}]
[null,1.5130000000000001,0,0,null,null,null,null,null,null,null,null,null,null,null,null,null,null,null,1.5130000000000001,0,{"$error":"#DIV/0!"}]
[null,1.514,0,0,null,null,null,null,null,null,null,null,null,null,null,null,null,null,null,1.514,0,{"$error":"#DIV/0!"}]
[null,1.5150000000000001,0,0,null,null,null,null,null,null,null,null,null,null,null,null,null,null,null,1.5150000000000001,0,{"$error":"#DIV/0!"}]
[null,1.516,0,0,null,null,null,null,null,null,null,null,null,null,null,null,null,null,null,1.516,0,{"$error":"#DIV/0!"}]
[null,1.5170000000000001,0,0,null,null,null,null,null,null,null,null,null,null,null,null,null,null,null,1.5170000000000001,0,{"$error":"#DIV/0!"}]
[null,1.518,0,0,null,null,null,null,null,null,null,null,null,null,null,null,null,null,null,1.518,0,{"$error":"#DIV/0!"}]
[null,1.5190000000000001,0,0,null,null,null,null,null,null,null,null,null,null,null,null,null,null,null,1.5190000000000001,0,{"$error":"#DIV/0!"}]
[null,1.52,0,0,null,null,null,null,null,null,null,null,null,null,null,null,null,null,null,1.52,0,{"$error":"#DIV/0!"}]
[null,1.5210000000000001,0,0,null,null,null,null,null,null,null,null,null,null,null,null,null,null,null,1.5210000000000001,0,{"$error":"#DIV/0!"}]
[null,1.522,0,0,null,null,null,null,null,null,null,null,null,null,null,null,null,null,null,1.522,0,{"$error":"#DIV/0!"}]
[null,1.5230000000000001,0,0,null,null,null,null,null,null,null,null,null,null,null,null,null,null,null,1.5230000000000001,0,{"$error":"#DIV/0!"}]
[null,1.524,0,0,null,null,null,null,null,null,null,null,null,null,null,null,null,null,null,1.524,0,{"$error":"#DIV/0!"}]
[null,1.5250000000000001,0,0,null,null,null,null,null,null,null,null,null,null,null,null,null,null,null,1.5250000000000001,0,{"$error":"#DIV/0!"}]
[null,1.526,0,0,null,null,null,null,null,null,null,null,null,null,null,null,null,null,null,1.526,0,{"$error":"#DIV/0!"}]
[null,1.5270000000000001,0,0,null,null,null,null,null,null,null,null,null,null,null,null,null,null,null,1.5270000000000001,0,{"$error":"#DIV/0!"}]
[null,1.528,0,0,null,null,null,null,null,null,null,null,null,null,null,null,null,null,null,1.528,0,{"$error":"#DIV/0!"}]
[null,1.5290000000000001,0,0,null,null,null,null,null,null,null,null,null,null,null,null,null,null,null,1.5290000000000001,0,{"$error":"#DIV/0!"}]
[null,1.53,0,0,null,null,null,null,null,null,null,null,null,null,null,null,null,null,null,1.53,0,{"$error":"#DIV/0!"}]
[null,1.5310000000000001,0,0,null,null,null,null,null,null,null,null,null,null,null,null,null,null,null,1.5310000000000001,0,{"$error":"#DIV/0!"}]
[null,1.532,0,0,null,null,null,null,null,null,null,null,null,null,null,null,null,null,null,1.532,0,{"$error":"#DIV/0!"}]
[null,1.5330000000000001,0,0,null,null,null,null,null,null,null,null,null,null,null,null,null,null,null,1.5330000000000001,0,{"$error":"#DIV/0!"}]
[null,1.534,0,0,null,null,null,null,null,null,null,null,null,null,null,null,null,null,null,1.534,0,{"$error":"#DIV/0!"}]
[null,1.5350000000000001,0,0,null,null,null,null,null,null,null,null,null,null,null,null,null,null,null,1.5350000000000001,0,{"$error":"#DIV/0!"}]
[null,1.536,0,0,null,null,null,null,null,null,null,null,null,null,null,null,null,null,null,1.536,0,{"$error":"#DIV/0!"}]
[null,1.5369999999999999,0,0,null,null,null,null,null,null,null,null,null,null,null,null,null,null,null,1.5369999999999999,0,{"$f":"D1546/$D$3","v":{"$error":"#DIV/0!"}}]
[null,1.538,0,0,null,null,null,null,null,null,null,null,null,null,null,null,null,null,null,1.538,0,{"$error":"#DIV/0!"}]
[null,1.5389999999999999,0,0,null,null,null,null,null,null,null,null,null,null,null,null,null,null,null,1.5389999999999999,0,{"$error":"#DIV/0!"}]
[null,1.54,0,0,null,null,null,null,null,null,null,null,null,null,null,null,null,null,null,1.54,0,{"$error":"#DIV/0!"}]
[null,1.5409999999999999,0,0,null,null,null,null,null,null,null,null,null,null,null,null,null,null,null,1.5409999999999999,0,{"$error":"#DIV/0!"}]
[null,1.542,0,0,null,null,null,null,null,null,null,null,null,null,null,null,null,null,null,1.542,0,{"$error":"#DIV/0!"}]
[null,1.5429999999999999,0,0,null,null,null,null,null,null,null,null,null,null,null,null,null,null,null,1.5429999999999999,0,{"$error":"#DIV/0!"}]
[null,1.544,0,0,null,null,null,null,null,null,null,null,null,null,null,null,null,null,null,1.544,0,{"$error":"#DIV/0!"}]
[null,1.5449999999999999,0,0,null,null,null,null,null,null,null,null,null,null,null,null,null,null,null,1.5449999999999999,0,{"$error":"#DIV/0!"}]
[null,1.546,0,0,null,null,null,null,null,null,null,null,null,null,null,null,null,null,null,1.546,0,{"$error":"#DIV/0!"}]
[null,1.5469999999999999,0,0,null,null,null,null,null,null,null,null,null,null,null,null,null,null,null,1.5469999999999999,0,{"$error":"#DIV/0!"}]
[null,1.548,0,0,null,null,null,null,null,null,null,null,null,null,null,null,null,null,null,1.548,0,{"$error":"#DIV/0!"}]
[null,1.5489999999999999,0,0,null,null,null,null,null,null,null,null,null,null,null,null,null,null,null,1.5489999999999999,0,{"$error":"#DIV/0!"}]
[null,1.55,0,0,null,null,null,null,null,null,null,null,null,null,null,null,null,null,null,1.55,0,{"$error":"#DIV/0!"}]
[null,1.5509999999999999,0,0,null,null,null,null,null,null,null,null,null,null,null,null,null,null,null,1.5509999999999999,0,{"$error":"#DIV/0!"}]
[null,1.552,0,0,null,null,null,null,null,null,null,null,null,null,null,null,null,null,null,1.552,0,{"$error":"#DIV/0!"}]
[null,1.5529999999999999,0,0,null,null,null,null,null,null,null,null,null,null,null,null,null,null,null,1.5529999999999999,0,{"$error":"#DIV/0!"}]
[null,1.554,0,0,null,null,null,null,null,null,null,null,null,null,null,null,null,null,null,1.554,0,{"$error":"#DIV/0!"}]
[null,1.5549999999999999,0,0,null,null,null,null,null,null,null,null,null,null,null,null,null,null,null,1.5549999999999999,0,{"$error":"#DIV/0!"}]
[null,1.556,0,0,null,null,null,null,null,null,null,null,null,null,null,null,null,null,null,1.556,0,{"$error":"#DIV/0!"}]
[null,1.5569999999999999,0,0,null,null,null,null,null,null,null,null,null,null,null,null,null,null,null,1.5569999999999999,0,{"$error":"#DIV/0!"}]
[null,1.5580000000000001,0,0,null,null,null,null,null,null,null,null,null,null,null,null,null,null,null,1.5580000000000001,0,{"$error":"#DIV/0!"}]
[null,1.5589999999999999,0,0,null,null,null,null,null,null,null,null,null,null,null,null,null,null,null,1.5589999999999999,0,{"$error":"#DIV/0!"}]
[null,1.56,0,0,null,null,null,null,null,null,null,null,null,null,null,null,null,null,null,1.56,0,{"$error":"#DIV/0!"}]
[null,1.5609999999999999,0,0,null,null,null,null,null,null,null,null,null,null,null,null,null,null,null,1.5609999999999999,0,{"$error":"#DIV/0!"}]
[null,1.5620000000000001,0,0,null,null,null,null,null,null,null,null,null,null,null,null,null,null,null,1.5620000000000001,0,{"$error":"#DIV/0!"}]
[null,1.5629999999999999,0,0,null,null,null,null,null,null,null,null,null,null,null,null,null,null,null,1.5629999999999999,0,{"$error":"#DIV/0!"}]
[null,1.5640000000000001,0,0,null,null,null,null,null,null,null,null,null,null,null,null,null,null,null,1.5640000000000001,0,{"$error":"#DIV/0!"}]
[null,1.5649999999999999,0,0,null,null,null,null,null,null,null,null,null,null,null,null,null,null,null,1.5649999999999999,0,{"$error":"#DIV/0!"}]
[null,1.5660000000000001,0,0,null,null,null,null,null,null,null,null,null,null,null,null,null,null,null,1.5660000000000001,0,{"$error":"#DIV/0!"}]
[null,1.5669999999999999,0,0,null,null,null,null,null,null,null,null,null,null,null,null,null,null,null,1.5669999999999999,0,{"$error":"#DIV/0!"}]
[null,1.5680000000000001,0,0,null,null,null,null,null,null,null,null,null,null,null,null,null,null,null,1.5680000000000001,0,{"$error":"#DIV/0!"}]
[null,1.569,0,0,null,null,null,null,null,null,null,null,null,null,null,null,null,null,null,1.569,0,{"$error":"#DIV/0!"}]
[null,1.57,0,0,null,null,null,null,null,null,null,null,null,null,null,null,null,null,null,1.57,0,{"$error":"#DIV/0!"}]
[null,1.571,0,0,null,null,null,null,null,null,null,null,null,null,null,null,null,null,null,1.571,0,{"$error":"#DIV/0!"}]
[null,1.5720000000000001,0,0,null,null,null,null,null,null,null,null,null,null,null,null,null,null,null,1.5720000000000001,0,{"$error":"#DIV/0!"}]
[null,1.573,0,0,null,null,null,null,null,null,null,null,null,null,null,null,null,null,null,1.573,0,{"$error":"#DIV/0!"}]
[null,1.5740000000000001,0,0,null,null,null,null,null,null,null,null,null,null,null,null,null,null,null,1.5740000000000001,0,{"$error":"#DIV/0!"}]
[null,1.575,0,0,null,null,null,null,null,null,null,null,null,null,null,null,null,null,null,1.575,0,{"$error":"#DIV/0!"}]
[null,1.5760000000000001,0,0,null,null,null,null,null,null,null,null,null,null,null,null,null,null,null,1.5760000000000001,0,{"$error":"#DIV/0!"}]
[null,1.577,0,0,null,null,null,null,null,null,null,null,null,null,null,null,null,null,null,1.577,0,{"$error":"#DIV/0!"}]
[null,1.5780000000000001,0,0,null,null,null,null,null,null,null,null,null,null,null,null,null,null,null,1.5780000000000001,0,{"$error":"#DIV/0!"}]
[null,1.579,0,0,null,null,null,null,null,null,null,null,null,null,null,null,null,null,null,1.579,0,{"$error":"#DIV/0!"}]
[null,1.58,0,0,null,null,null,null,null,null,null,null,null,null,null,null,null,null,null,1.58,0,{"$error":"#DIV/0!"}]
[null,1.581,0,0,null,null,null,null,null,null,null,null,null,null,null,null,null,null,null,1.581,0,{"$error":"#DIV/0!"}]
[null,1.5820000000000001,0,0,null,null,null,null,null,null,null,null,null,null,null,null,null,null,null,1.5820000000000001,0,{"$error":"#DIV/0!"}]
[null,1.583,0,0,null,null,null,null,null,null,null,null,null,null,null,null,null,null,null,1.583,0,{"$error":"#DIV/0!"}]
[null,1.5840000000000001,0,0,null,null,null,null,null,null,null,null,null,null,null,null,null,null,null,1.5840000000000001,0,{"$error":"#DIV/0!"}]
[null,1.585,0,0,null,null,null,null,null,null,null,null,null,null,null,null,null,null,null,1.585,0,{"$error":"#DIV/0!"}]
[null,1.5860000000000001,0,0,null,null,null,null,null,null,null,null,null,null,null,null,null,null,null,1.5860000000000001,0,{"$error":"#DIV/0!"}]
[null,1.587,0,0,null,null,null,null,null,null,null,null,null,null,null,null,null,null,null,1.587,0,{"$error":"#DIV/0!"}]
[null,1.5880000000000001,0,0,null,null,null,null,null,null,null,null,null,null,null,null,null,null,null,1.5880000000000001,0,{"$error":"#DIV/0!"}]
[null,1.589,0,0,null,null,null,null,null,null,null,null,null,null,null,null,null,null,null,1.589,0,{"$error":"#DIV/0!"}]
[null,1.59,0,0,null,null,null,null,null,null,null,null,null,null,null,null,null,null,null,1.59,0,{"$error":"#DIV/0!"}]
[null,1.591,0,0,null,null,null,null,null,null,null,null,null,null,null,null,null,null,null,1.591,0,{"$error":"#DIV/0!"}]
[null,1.5920000000000001,0,0,null,null,null,null,null,null,null,null,null,null,null,null,null,null,null,1.5920000000000001,0,{"$error":"#DIV/0!"}]
[null,1.593,0,0,null,null,null,null,null,null,null,null,null,null,null,null,null,null,null,1.593,0,{"$error":"#DIV/0!"}]
[null,1.5940000000000001,0,0,null,null,null,null,null,null,null,null,null,null,null,null,null,null,null,1.5940000000000001,0,{"$error":"#DIV/0!"}]
[null,1.595,0,0,null,null,null,null,null,null,null,null,null,null,null,null,null,null,null,1.595,0,{"$error":"#DIV/0!"}]
[null,1.5960000000000001,0,0,null,null,null,null,null,null,null,null,null,null,null,null,null,null,null,1.5960000000000001,0,{"$error":"#DIV/0!"}]
[null,1.597,0,0,null,null,null,null,null,null,null,null,null,null,null,null,null,null,null,1.597,0,{"$error":"#DIV/0!"}]
[null,1.5980000000000001,0,0,null,null,null,null,null,null,null,null,null,null,null,null,null,null,null,1.5980000000000001,0,{"$error":"#DIV/0!"}]
[null,1.599,0,0,null,null,null,null,null,null,null,null,null,null,null,null,null,null,null,1.599,0,{"$error":"#DIV/0!"}]
[null,1.6,0,0,null,null,null,null,null,null,null,null,null,null,null,null,null,null,null,1.6,0,{"$error":"#DIV/0!"}]
[null,1.601,0,0,null,null,null,null,null,null,null,null,null,null,null,null,null,null,null,1.601,0,{"$f":"D1610/$D$3","v":{"$error":"#DIV/0!"}}]
[null,1.6020000000000001,0,0,null,null,null,null,null,null,null,null,null,null,null,null,null,null,null,1.6020000000000001,0,{"$error":"#DIV/0!"}]
[null,1.603,0,0,null,null,null,null,null,null,null,null,null,null,null,null,null,null,null,1.603,0,{"$error":"#DIV/0!"}]
[null,1.6040000000000001,0,0,null,null,null,null,null,null,null,null,null,null,null,null,null,null,null,1.6040000000000001,0,{"$error":"#DIV/0!"}]
[null,1.605,0,0,null,null,null,null,null,null,null,null,null,null,null,null,null,null,null,1.605,0,{"$error":"#DIV/0!"}]
[null,1.6060000000000001,0,0,null,null,null,null,null,null,null,null,null,null,null,null,null,null,null,1.6060000000000001,0,{"$error":"#DIV/0!"}]
[null,1.607,0,0,null,null,null,null,null,null,null,null,null,null,null,null,null,null,null,1.607,0,{"$error":"#DIV/0!"}]
[null,1.6080000000000001,0,0,null,null,null,null,null,null,null,null,null,null,null,null,null,null,null,1.6080000000000001,0,{"$error":"#DIV/0!"}]
[null,1.609,0,0,null,null,null,null,null,null,null,null,null,null,null,null,null,null,null,1.609,0,{"$error":"#DIV/0!"}]
[null,1.61,0,0,null,null,null,null,null,null,null,null,null,null,null,null,null,null,null,1.61,0,{"$error":"#DIV/0!"}]
[null,1.611,0,0,null,null,null,null,null,null,null,null,null,null,null,null,null,null,null,1.611,0,{"$error":"#DIV/0!"}]
[null,1.6120000000000001,0,0,null,null,null,null,null,null,null,null,null,null,null,null,null,null,null,1.6120000000000001,0,{"$error":"#DIV/0!"}]
[null,1.613,0,0,null,null,null,null,null,null,null,null,null,null,null,null,null,null,null,1.613,0,{"$error":"#DIV/0!"}]
[null,1.6140000000000001,0,0,null,null,null,null,null,null,null,null,null,null,null,null,null,null,null,1.6140000000000001,0,{"$error":"#DIV/0!"}]
[null,1.615,0,0,null,null,null,null,null,null,null,null,null,null,null,null,null,null,null,1.615,0,{"$error":"#DIV/0!"}]
[null,1.6160000000000001,0,0,null,null,null,null,null,null,null,null,null,null,null,null,null,null,null,1.6160000000000001,0,{"$error":"#DIV/0!"}]
[null,1.617,0,0,null,null,null,null,null,null,null,null,null,null,null,null,null,null,null,1.617,0,{"$error":"#DIV/0!"}]
[null,1.6180000000000001,0,0,null,null,null,null,null,null,null,null,null,null,null,null,null,null,null,1.6180000000000001,0,{"$error":"#DIV/0!"}]
[null,1.619,0,0,null,null,null,null,null,null,null,null,null,null,null,null,null,null,null,1.619,0,{"$error":"#DIV/0!"}]
[null,1.62,0,0,null,null,null,null,null,null,null,null,null,null,null,null,null,null,null,1.62,0,{"$error":"#DIV/0!"}]
[null,1.621,0,0,null,null,null,null,null,null,null,null,null,null,null,null,null,null,null,1.621,0,{"$error":"#DIV/0!"}]
[null,1.6220000000000001,0,0,null,null,null,null,null,null,null,null,null,null,null,null,null,null,null,1.6220000000000001,0,{"$error":"#DIV/0!"}]
[null,1.623,0,0,null,null,null,null,null,null,null,null,null,null,null,null,null,null,null,1.623,0,{"$error":"#DIV/0!"}]
[null,1.6240000000000001,0,0,null,null,null,null,null,null,null,null,null,null,null,null,null,null,null,1.6240000000000001,0,{"$error":"#DIV/0!"}]
[null,1.625,0,0,null,null,null,null,null,null,null,null,null,null,null,null,null,null,null,1.625,0,{"$error":"#DIV/0!"}]
[null,1.6260000000000001,0,0,null,null,null,null,null,null,null,null,null,null,null,null,null,null,null,1.6260000000000001,0,{"$error":"#DIV/0!"}]
[null,1.627,0,0,null,null,null,null,null,null,null,null,null,null,null,null,null,null,null,1.627,0,{"$error":"#DIV/0!"}]
[null,1.6280000000000001,0,0,null,null,null,null,null,null,null,null,null,null,null,null,null,null,null,1.6280000000000001,0,{"$error":"#DIV/0!"}]
[null,1.629,0,0,null,null,null,null,null,null,null,null,null,null,null,null,null,null,null,1.629,0,{"$error":"#DIV/0!"}]
[null,1.6300000000000001,0,0,null,null,null,null,null,null,null,null,null,null,null,null,null,null,null,1.6300000000000001,0,{"$error":"#DIV/0!"}]
[null,1.631,0,0,null,null,null,null,null,null,null,null,null,null,null,null,null,null,null,1.631,0,{"$error":"#DIV/0!"}]
[null,1.6320000000000001,0,0,null,null,null,null,null,null,null,null,null,null,null,null,null,null,null,1.6320000000000001,0,{"$error":"#DIV/0!"}]
[null,1.633,0,0,null,null,null,null,null,null,null,null,null,null,null,null,null,null,null,1.633,0,{"$error":"#DIV/0!"}]
[null,1.6340000000000001,0,0,null,null,null,null,null,null,null,null,null,null,null,null,null,null,null,1.6340000000000001,0,{"$error":"#DIV/0!"}]
[null,1.635,0,0,null,null,null,null,null,null,null,null,null,null,null,null,null,null,null,1.635,0,{"$error":"#DIV/0!"}]
[null,1.6360000000000001,0,0,null,null,null,null,null,null,null,null,null,null,null,null,null,null,null,1.6360000000000001,0,{"$error":"#DIV/0!"}]
[null,1.637,0,0,null,null,null,null,null,null,null,null,null,null,null,null,null,null,null,1.637,0,{"$error":"#DIV/0!"}]
[null,1.6380000000000001,0,0,null,null,null,null,null,null,null,null,null,null,null,null,null,null,null,1.6380000000000001,0,{"$error":"#DIV/0!"}]
[null,1.639,0,0,null,null,null,null,null,null,null,null,null,null,null,null,null,null,null,1.639,0,{"$error":"#DIV/0!"}]
[null,1.6400000000000001,0,0,null,null,null,null,null,null,null,null,null,null,null,null,null,null,null,1.6400000000000001,0,{"$error":"#DIV/0!"}]
[null,1.641,0,0,null,null,null,null,null,null,null,null,null,null,null,null,null,null,null,1.641,0,{"$error":"#DIV/0!"}]
[null,1.6420000000000001,0,0,null,null,null,null,null,null,null,null,null,null,null,null,null,null,null,1.6420000000000001,0,{"$error":"#DIV/0!"}]
[null,1.643,0,0,null,null,null,null,null,null,null,null,null,null,null,null,null,null,null,1.643,0,{"$error":"#DIV/0!"}]
[null,1.6440000000000001,0,0,null,null,null,null,null,null,null,null,null,null,null,null,null,null,null,1.6440000000000001,0,{"$error":"#DIV/0!"}]
[null,1.645,0,0,null,null,null,null,null,null,null,null,null,null,null,null,null,null,null,1.645,0,{"$error":"#DIV/0!"}]
[null,1.6460000000000001,0,0,null,null,null,null,null,null,null,null,null,null,null,null,null,null,null,1.6460000000000001,0,{"$error":"#DIV/0!"}]
[null,1.647,0,0,null,null,null,null,null,null,null,null,null,null,null,null,null,null,null,1.647,0,{"$error":"#DIV/0!"}]
[null,1.6480000000000001,0,0,null,null,null,null,null,null,null,null,null,null,null,null,null,null,null,1.6480000000000001,0,{"$error":"#DIV/0!"}]
[null,1.649,0,0,null,null,null,null,null,null,null,null,null,null,null,null,null,null,null,1.649,0,{"$error":"#DIV/0!"}]
[null,1.6500000000000001,0,0,null,null,null,null,null,null,null,null,null,null,null,null,null,null,null,1.6500000000000001,0,{"$error":"#DIV/0!"}]
[null,1.651,0,0,null,null,null,null,null,null,null,null,null,null,null,null,null,null,null,1.651,0,{"$error":"#DIV/0!"}]
[null,1.6520000000000001,0,0,null,null,null,null,null,null,null,null,null,null,null,null,null,null,null,1.6520000000000001,0,{"$error":"#DIV/0!"}]
[null,1.653,0,0,null,null,null,null,null,null,null,null,null,null,null,null,null,null,null,1.653,0,{"$error":"#DIV/0!"}]
[null,1.6540000000000001,0,0,null,null,null,null,null,null,null,null,null,null,null,null,null,null,null,1.6540000000000001,0,{"$error":"#DIV/0!"}]
[null,1.655,0,0,null,null,null,null,null,null,null,null,null,null,null,null,null,null,null,1.655,0,{"$error":"#DIV/0!"}]
[null,1.6560000000000001,0,0,null,null,null,null,null,null,null,null,null,null,null,null,null,null,null,1.6560000000000001,0,{"$error":"#DIV/0!"}]
[null,1.657,0,0,null,null,null,null,null,null,null,null,null,null,null,null,null,null,null,1.657,0,{"$error":"#DIV/0!"}]
[null,1.6580000000000001,0,0,null,null,null,null,null,null,null,null,null,null,null,null,null,null,null,1.6580000000000001,0,{"$error":"#DIV/0!"}]
[null,1.659,0,0,null,null,null,null,null,null,null,null,null,null,null,null,null,null,null,1.659,0,{"$error":"#DIV/0!"}]
[null,1.6600000000000001,0,0,null,null,null,null,null,null,null,null,null,null,null,null,null,null,null,1.6600000000000001,0,{"$error":"#DIV/0!"}]
[null,1.661,0,0,null,null,null,null,null,null,null,null,null,null,null,null,null,null,null,1.661,0,{"$error":"#DIV/0!"}]
[null,1.6620000000000001,0,0,null,null,null,null,null,null,null,null,null,null,null,null,null,null,null,1.6620000000000001,0,{"$error":"#DIV/0!"}]
[null,1.663,0,0,null,null,null,null,null,null,null,null,null,null,null,null,null,null,null,1.663,0,{"$error":"#DIV/0!"}]
[null,1.6640000000000001,0,0,null,null,null,null,null,null,null,null,null,null,null,null,null,null,null,1.6640000000000001,0,{"$error":"#DIV/0!"}]
[null,1.665,0,0,null,null,null,null,null,null,null,null,null,null,null,null,null,null,null,1.665,0,{"$f":"D1674/$D$3","v":{"$error":"#DIV/0!"}}]
[null,1.6659999999999999,0,0,null,null,null,null,null,null,null,null,null,null,null,null,null,null,null,1.6659999999999999,0,{"$error":"#DIV/0!"}]
[null,1.667,0,0,null,null,null,null,null,null,null,null,null,null,null,null,null,null,null,1.667,0,{"$error":"#DIV/0!"}]
[null,1.6679999999999999,0,0,null,null,null,null,null,null,null,null,null,null,null,null,null,null,null,1.6679999999999999,0,{"$error":"#DIV/0!"}]
[null,1.669,0,0,null,null,null,null,null,null,null,null,null,null,null,null,null,null,null,1.669,0,{"$error":"#DIV/0!"}]
[null,1.67,0,0,null,null,null,null,null,null,null,null,null,null,null,null,null,null,null,1.67,0,{"$error":"#DIV/0!"}]
[null,1.671,0,0,null,null,null,null,null,null,null,null,null,null,null,null,null,null,null,1.671,0,{"$error":"#DIV/0!"}]
[null,1.6719999999999999,0,0,null,null,null,null,null,null,null,null,null,null,null,null,null,null,null,1.6719999999999999,0,{"$error":"#DIV/0!"}]
[null,1.673,0,0,null,null,null,null,null,null,null,null,null,null,null,null,null,null,null,1.673,0,{"$error":"#DIV/0!"}]
[null,1.6739999999999999,0,0,null,null,null,null,null,null,null,null,null,null,null,null,null,null,null,1.6739999999999999,0,{"$error":"#DIV/0!"}]
[null,1.675,0,0,null,null,null,null,null,null,null,null,null,null,null,null,null,null,null,1.675,0,{"$error":"#DIV/0!"}]
[null,1.6759999999999999,0,0,null,null,null,null,null,null,null,null,null,null,null,null,null,null,null,1.6759999999999999,0,{"$error":"#DIV/0!"}]
[null,1.677,0,0,null,null,null,null,null,null,null,null,null,null,null,null,null,null,null,1.677,0,{"$error":"#DIV/0!"}]
[null,1.6779999999999999,0,0,null,null,null,null,null,null,null,null,null,null,null,null,null,null,null,1.6779999999999999,0,{"$error":"#DIV/0!"}]
[null,1.679,0,0,null,null,null,null,null,null,null,null,null,null,null,null,null,null,null,1.679,0,{"$error":"#DIV/0!"}]
[null,1.68,0,0,null,null,null,null,null,null,null,null,null,null,null,null,null,null,null,1.68,0,{"$error":"#DIV/0!"}]
[null,1.681,0,0,null,null,null,null,null,null,null,null,null,null,null,null,null,null,null,1.681,0,{"$error":"#DIV/0!"}]
[null,1.6819999999999999,0,0,null,null,null,null,null,null,null,null,null,null,null,null,null,null,null,1.6819999999999999,0,{"$error":"#DIV/0!"}]
[null,1.6830000000000001,0,0,null,null,null,null,null,null,null,null,null,null,null,null,null,null,null,1.6830000000000001,0,{"$error":"#DIV/0!"}]
[null,1.6839999999999999,0,0,null,null,null,null,null,null,null,null,null,null,null,null,null,null,null,1.6839999999999999,0,{"$error":"#DIV/0!"}]
[null,1.6850000000000001,0,0,null,null,null,null,null,null,null,null,null,null,null,null,null,null,null,1.6850000000000001,0,{"$error":"#DIV/0!"}]
[null,1.6859999999999999,0,0,null,null,null,null,null,null,null,null,null,null,null,null,null,null,null,1.6859999999999999,0,{"$error":"#DIV/0!"}]
[null,1.6870000000000001,0,0,null,null,null,null,null,null,null,null,null,null,null,null,null,null,null,1.6870000000000001,0,{"$error":"#DIV/0!"}]
[null,1.6879999999999999,0,0,null,null,null,null,null,null,null,null,null,null,null,null,null,null,null,1.6879999999999999,0,{"$error":"#DIV/0!"}]
[null,1.6890000000000001,0,0,null,null,null,null,null,null,null,null,null,null,null,null,null,null,null,1.6890000000000001,0,{"$error":"#DIV/0!"}]
[null,1.69,0,0,null,null,null,null,null,null,null,null,null,null,null,null,null,null,null,1.69,0,{"$error":"#DIV/0!"}]
[null,1.6910000000000001,0,0,null,null,null,null,null,null,null,null,null,null,null,null,null,null,null,1.6910000000000001,0,{"$error":"#DIV/0!"}]
[null,1.6919999999999999,0,0,null,null,null,null,null,null,null,null,null,null,null,null,null,null,null,1.6919999999999999,0,{"$error":"#DIV/0!"}]
[null,1.6930000000000001,0,0,null,null,null,null,null,null,null,null,null,null,null,null,null,null,null,1.6930000000000001,0,{"$error":"#DIV/0!"}]
[null,1.694,0,0,null,null,null,null,null,null,null,null,null,null,null,null,null,null,null,1.694,0,{"$error":"#DIV/0!"}]
[null,1.6950000000000001,0,0,null,null,null,null,null,null,null,null,null,null,null,null,null,null,null,1.6950000000000001,0,{"$error":"#DIV/0!"}]
[null,1.696,0,0,null,null,null,null,null,null,null,null,null,null,null,null,null,null,null,1.696,0,{"$error":"#DIV/0!"}]
[null,1.6970000000000001,0,0,null,null,null,null,null,null,null,null,null,null,null,null,null,null,null,1.6970000000000001,0,{"$error":"#DIV/0!"}]
[null,1.698,0,0,null,null,null,null,null,null,null,null,null,null,null,null,null,null,null,1.698,0,{"$error":"#DIV/0!"}]
[null,1.6990000000000001,0,0,null,null,null,null,null,null,null,null,null,null,null,null,null,null,null,1.6990000000000001,0,{"$error":"#DIV/0!"}]
[null,1.7,0,0,null,null,null,null,null,null,null,null,null,null,null,null,null,null,null,1.7,0,{"$error":"#DIV/0!"}]
[null,1.7010000000000001,0,0,null,null,null,null,null,null,null,null,null,null,null,null,null,null,null,1.7010000000000001,0,{"$error":"#DIV/0!"}]
[null,1.702,0,0,null,null,null,null,null,null,null,null,null,null,null,null,null,null,null,1.702,0,{"$error":"#DIV/0!"}]
[null,1.7030000000000001,0,0,null,null,null,null,null,null,null,null,null,null,null,null,null,null,null,1.7030000000000001,0,{"$error":"#DIV/0!"}]
[null,1.704,0,0,null,null,null,null,null,null,null,null,null,null,null,null,null,null,null,1.704,0,{"$error":"#DIV/0!"}]
[null,1.7050000000000001,0,0,null,null,null,null,null,null,null,null,null,null,null,null,null,null,null,1.7050000000000001,0,{"$error":"#DIV/0!"}]
[null,1.706,0,0,null,null,null,null,null,null,null,null,null,null,null,null,null,null,null,1.706,0,{"$error":"#DIV/0!"}]
[null,1.7070000000000001,0,0,null,null,null,null,null,null,null,null,null,null,null,null,null,null,null,1.7070000000000001,0,{"$error":"#DIV/0!"}]
[null,1.708,0,0,null,null,null,null,null,null,null,null,null,null,null,null,null,null,null,1.708,0,{"$error":"#DIV/0!"}]
[null,1.7090000000000001,0,0,null,null,null,null,null,null,null,null,null,null,null,null,null,null,null,1.7090000000000001,0,{"$error":"#DIV/0!"}]
[null,1.71,0,0,null,null,null,null,null,null,null,null,null,null,null,null,null,null,null,1.71,0,{"$error":"#DIV/0!"}]
[null,1.7110000000000001,0,0,null,null,null,null,null,null,null,null,null,null,null,null,null,null,null,1.7110000000000001,0,{"$error":"#DIV/0!"}]
[null,1.712,0,0,null,null,null,null,null,null,null,null,null,null,null,null,null,null,null,1.712,0,{"$error":"#DIV/0!"}]
[null,1.7130000000000001,0,0,null,null,null,null,null,null,null,null,null,null,null,null,null,null,null,1.7130000000000001,0,{"$error":"#DIV/0!"}]
[null,1.714,0,0,null,null,null,null,null,null,null,null,null,null,null,null,null,null,null,1.714,0,{"$error":"#DIV/0!"}]
[null,1.7150000000000001,0,0,null,null,null,null,null,null,null,null,null,null,null,null,null,null,null,1.7150000000000001,0,{"$error":"#DIV/0!"}]
[null,1.716,0,0,null,null,null,null,null,null,null,null,null,null,null,null,null,null,null,1.716,0,{"$error":"#DIV/0!"}]
[null,1.7170000000000001,0,0,null,null,null,null,null,null,null,null,null,null,null,null,null,null,null,1.7170000000000001,0,{"$error":"#DIV/0!"}]
[null,1.718,0,0,null,null,null,null,null,null,null,null,null,null,null,null,null,null,null,1.718,0,{"$error":"#DIV/0!"}]
[null,1.7190000000000001,0,0,null,null,null,null,null,null,null,null,null,null,null,null,null,null,null,1.7190000000000001,0,{"$error":"#DIV/0!"}]
[null,1.72,0,0,null,null,null,null,null,null,null,null,null,null,null,null,null,null,null,1.72,0,{"$error":"#DIV/0!"}]
[null,1.7210000000000001,0,0,null,null,null,null,null,null,null,null,null,null,null,null,null,null,null,1.7210000000000001,0,{"$error":"#DIV/0!"}]
[null,1.722,0,0,null,null,null,null,null,null,null,null,null,null,null,null,null,null,null,1.722,0,{"$error":"#DIV/0!"}]
[null,1.7230000000000001,0,0,null,null,null,null,null,null,null,null,null,null,null,null,null,null,null,1.7230000000000001,0,{"$error":"#DIV/0!"}]
[null,1.724,0,0,null,null,null,null,null,null,null,null,null,null,null,null,null,null,null,1.724,0,{"$error":"#DIV/0!"}]
[null,1.7250000000000001,0,0,null,null,null,null,null,null,null,null,null,null,null,null,null,null,null,1.7250000000000001,0,{"$error":"#DIV/0!"}]
[null,1.726,0,0,null,null,null,null,null,null,null,null,null,null,null,null,null,null,null,1.726,0,{"$error":"#DIV/0!"}]
[null,1.7270000000000001,0,0,null,null,null,null,null,null,null,null,null,null,null,null,null,null,null,1.7270000000000001,0,{"$error":"#DIV/0!"}]
[null,1.728,0,0,null,null,null,null,null,null,null,null,null,null,null,null,null,null,null,1.728,0,{"$error":"#DIV/0!"}]
[null,1.7290000000000001,0,0,null,null,null,null,null,null,null,null,null,null,null,null,null,null,null,1.7290000000000001,0,{"$f":"D1738/$D$3","v":{"$error":"#DIV/0!"}}]
[null,1.73,0,0,null,null,null,null,null,null,null,null,null,null,null,null,null,null,null,1.73,0,{"$error":"#DIV/0!"}]
[null,1.7310000000000001,0,0,null,null,null,null,null,null,null,null,null,null,null,null,null,null,null,1.7310000000000001,0,{"$error":"#DIV/0!"}]
[null,1.732,0,0,null,null,null,null,null,null,null,null,null,null,null,null,null,null,null,1.732,0,{"$error":"#DIV/0!"}]
[null,1.7330000000000001,0,0,null,null,null,null,null,null,null,null,null,null,null,null,null,null,null,1.7330000000000001,0,{"$error":"#DIV/0!"}]
[null,1.734,0,0,null,null,null,null,null,null,null,null,null,null,null,null,null,null,null,1.734,0,{"$error":"#DIV/0!"}]
[null,1.7350000000000001,0,0,null,null,null,null,null,null,null,null,null,null,null,null,null,null,null,1.7350000000000001,0,{"$error":"#DIV/0!"}]
[null,1.736,0,0,null,null,null,null,null,null,null,null,null,null,null,null,null,null,null,1.736,0,{"$error":"#DIV/0!"}]
[null,1.7370000000000001,0,0,null,null,null,null,null,null,null,null,null,null,null,null,null,null,null,1.7370000000000001,0,{"$error":"#DIV/0!"}]
[null,1.738,0,0,null,null,null,null,null,null,null,null,null,null,null,null,null,null,null,1.738,0,{"$error":"#DIV/0!"}]
[null,1.7390000000000001,0,0,null,null,null,null,null,null,null,null,null,null,null,null,null,null,null,1.7390000000000001,0,{"$error":"#DIV/0!"}]
[null,1.74,0,0,null,null,null,null,null,null,null,null,null,null,null,null,null,null,null,1.74,0,{"$error":"#DIV/0!"}]
[null,1.7410000000000001,0,0,null,null,null,null,null,null,null,null,null,null,null,null,null,null,null,1.7410000000000001,0,{"$error":"#DIV/0!"}]
[null,1.742,0,0,null,null,null,null,null,null,null,null,null,null,null,null,null,null,null,1.742,0,{"$error":"#DIV/0!"}]
[null,1.7430000000000001,0,0,null,null,null,null,null,null,null,null,null,null,null,null,null,null,null,1.7430000000000001,0,{"$error":"#DIV/0!"}]
[null,1.744,0,0,null,null,null,null,null,null,null,null,null,null,null,null,null,null,null,1.744,0,{"$error":"#DIV/0!"}]
[null,1.7450000000000001,0,0,null,null,null,null,null,null,null,null,null,null,null,null,null,null,null,1.7450000000000001,0,{"$error":"#DIV/0!"}]
[null,1.746,0,0,null,null,null,null,null,null,null,null,null,null,null,null,null,null,null,1.746,0,{"$error":"#DIV/0!"}]
[null,1.7470000000000001,0,0,null,null,null,null,null,null,null,null,null,null,null,null,null,null,null,1.7470000000000001,0,{"$error":"#DIV/0!"}]
[null,1.748,0,0,null,null,null,null,null,null,null,null,null,null,null,null,null,null,null,1.748,0,{"$error":"#DIV/0!"}]
[null,1.7490000000000001,0,0,null,null,null,null,null,null,null,null,null,null,null,null,null,null,null,1.7490000000000001,0,{"$error":"#DIV/0!"}]
[null,1.75,0,0,null,null,null,null,null,null,null,null,null,null,null,null,null,null,null,1.75,0,{"$error":"#DIV/0!"}]
[null,1.7510000000000001,0,0,null,null,null,null,null,null,null,null,null,null,null,null,null,null,null,1.7510000000000001,0,{"$error":"#DIV/0!"}]
[null,1.752,0,0,null,null,null,null,null,null,null,null,null,null,null,null,null,null,null,1.752,0,{"$error":"#DIV/0!"}]
[null,1.7530000000000001,0,0,null,null,null,null,null,null,null,null,null,null,null,null,null,null,null,1.7530000000000001,0,{"$error":"#DIV/0!"}]
[null,1.754,0,0,null,null,null,null,null,null,null,null,null,null,null,null,null,null,null,1.754,0,{"$error":"#DIV/0!"}]
[null,1.7550000000000001,0,0,null,null,null,null,null,null,null,null,null,null,null,null,null,null,null,1.7550000000000001,0,{"$error":"#DIV/0!"}]
[null,1.756,0,0,null,null,null,null,null,null,null,null,null,null,null,null,null,null,null,1.756,0,{"$error":"#DIV/0!"}]
[null,1.7570000000000001,0,0,null,null,null,null,null,null,null,null,null,null,null,null,null,null,null,1.7570000000000001,0,{"$error":"#DIV/0!"}]
[null,1.758,0,0,null,null,null,null,null,null,null,null,null,null,null,null,null,null,null,1.758,0,{"$error":"#DIV/0!"}]
[null,1.7590000000000001,0,0,null,null,null,null,null,null,null,null,null,null,null,null,null,null,null,1.7590000000000001,0,{"$error":"#DIV/0!"}]
[null,1.76,0,0,null,null,null,null,null,null,null,null,null,null,null,null,null,null,null,1.76,0,{"$error":"#DIV/0!"}]
[null,1.7610000000000001,0,0,null,null,null,null,null,null,null,null,null,null,null,null,null,null,null,1.7610000000000001,0,{"$error":"#DIV/0!"}]
[null,1.762,0,0,null,null,null,null,null,null,null,null,null,null,null,null,null,null,null,1.762,0,{"$error":"#DIV/0!"}]
[null,1.7630000000000001,0,0,null,null,null,null,null,null,null,null,null,null,null,null,null,null,null,1.7630000000000001,0,{"$error":"#DIV/0!"}]
[null,1.764,0,0,null,null,null,null,null,null,null,null,null,null,null,null,null,null,null,1.764,0,{"$error":"#DIV/0!"}]
[null,1.7650000000000001,0,0,null,null,null,null,null,null,null,null,null,null,null,null,null,null,null,1.7650000000000001,0,{"$error":"#DIV/0!"}]
[null,1.766,0,0,null,null,null,null,null,null,null,null,null,null,null,null,null,null,null,1.766,0,{"$error":"#DIV/0!"}]
[null,1.7670000000000001,0,0,null,null,null,null,null,null,null,null,null,null,null,null,null,null,null,1.7670000000000001,0,{"$error":"#DIV/0!"}]
[null,1.768,0,0,null,null,null,null,null,null,null,null,null,null,null,null,null,null,null,1.768,0,{"$error":"#DIV/0!"}]
[null,1.7690000000000001,0,0,null,null,null,null,null,null,null,null,null,null,null,null,null,null,null,1.7690000000000001,0,{"$error":"#DIV/0!"}]
[null,1.77,0,0,null,null,null,null,null,null,null,null,null,null,null,null,null,null,null,1.77,0,{"$error":"#DIV/0!"}]
[null,1.7710000000000001,0,0,null,null,null,null,null,null,null,null,null,null,null,null,null,null,null,1.7710000000000001,0,{"$error":"#DIV/0!"}]
[null,1.772,0,0,null,null,null,null,null,null,null,null,null,null,null,null,null,null,null,1.772,0,{"$error":"#DIV/0!"}]
[null,1.7730000000000001,0,0,null,null,null,null,null,null,null,null,null,null,null,null,null,null,null,1.7730000000000001,0,{"$error":"#DIV/0!"}]
[null,1.774,0,0,null,null,null,null,null,null,null,null,null,null,null,null,null,null,null,1.774,0,{"$error":"#DIV/0!"}]
[null,1.7750000000000001,0,0,null,null,null,null,null,null,null,null,null,null,null,null,null,null,null,1.7750000000000001,0,{"$error":"#DIV/0!"}]
[null,1.776,0,0,null,null,null,null,null,null,null,null,null,null,null,null,null,null,null,1.776,0,{"$error":"#DIV/0!"}]
[null,1.7770000000000001,0,0,null,null,null,null,null,null,null,null,null,null,null,null,null,null,null,1.7770000000000001,0,{"$error":"#DIV/0!"}]
[null,1.778,0,0,null,null,null,null,null,null,null,null,null,null,null,null,null,null,null,1.778,0,{"$error":"#DIV/0!"}]
[null,1.7790000000000001,0,0,null,null,null,null,null,null,null,null,null,null,null,null,null,null,null,1.7790000000000001,0,{"$error":"#DIV/0!"}]
[null,1.78,0,0,null,null,null,null,null,null,null,null,null,null,null,null,null,null,null,1.78,0,{"$error":"#DIV/0!"}]
[null,1.7810000000000001,0,0,null,null,null,null,null,null,null,null,null,null,null,null,null,null,null,1.7810000000000001,0,{"$error":"#DIV/0!"}]
[null,1.782,0,0,null,null,null,null,null,null,null,null,null,null,null,null,null,null,null,1.782,0,{"$error":"#DIV/0!"}]
[null,1.7830000000000001,0,0,null,null,null,null,null,null,null,null,null,null,null,null,null,null,null,1.7830000000000001,0,{"$error":"#DIV/0!"}]
[null,1.784,0,0,null,null,null,null,null,null,null,null,null,null,null,null,null,null,null,1.784,0,{"$error":"#DIV/0!"}]
[null,1.7850000000000001,0,0,null,null,null,null,null,null,null,null,null,null,null,null,null,null,null,1.7850000000000001,0,{"$error":"#DIV/0!"}]
[null,1.786,0,0,null,null,null,null,null,null,null,null,null,null,null,null,null,null,null,1.786,0,{"$error":"#DIV/0!"}]
[null,1.7870000000000001,0,0,null,null,null,null,null,null,null,null,null,null,null,null,null,null,null,1.7870000000000001,0,{"$error":"#DIV/0!"}]
[null,1.788,0,0,null,null,null,null,null,null,null,null,null,null,null,null,null,null,null,1.788,0,{"$error":"#DIV/0!"}]
[null,1.7890000000000001,0,0,null,null,null,null,null,null,null,null,null,null,null,null,null,null,null,1.7890000000000001,0,{"$error":"#DIV/0!"}]
[null,1.79,0,0,null,null,null,null,null,null,null,null,null,null,null,null,null,null,null,1.79,0,{"$error":"#DIV/0!"}]
[null,1.7910000000000001,0,0,null,null,null,null,null,null,null,null,null,null,null,null,null,null,null,1.7910000000000001,0,{"$error":"#DIV/0!"}]
[null,1.792,0,0,null,null,null,null,null,null,null,null,null,null,null,null,null,null,null,1.792,0,{"$error":"#DIV/0!"}]
[null,1.7929999999999999,0,0,null,null,null,null,null,null,null,null,null,null,null,null,null,null,null,1.7929999999999999,0,{"$f":"D1802/$D$3","v":{"$error":"#DIV/0!"}}]
[null,1.794,0,0,null,null,null,null,null,null,null,null,null,null,null,null,null,null,null,1.794,0,{"$error":"#DIV/0!"}]
[null,1.7949999999999999,0,0,null,null,null,null,null,null,null,null,null,null,null,null,null,null,null,1.7949999999999999,0,{"$error":"#DIV/0!"}]
[null,1.796,0,0,null,null,null,null,null,null,null,null,null,null,null,null,null,null,null,1.796,0,{"$error":"#DIV/0!"}]
[null,1.7969999999999999,0,0,null,null,null,null,null,null,null,null,null,null,null,null,null,null,null,1.7969999999999999,0,{"$error":"#DIV/0!"}]
[null,1.798,0,0,null,null,null,null,null,null,null,null,null,null,null,null,null,null,null,1.798,0,{"$error":"#DIV/0!"}]
[null,1.7989999999999999,0,0,null,null,null,null,null,null,null,null,null,null,null,null,null,null,null,1.7989999999999999,0,{"$error":"#DIV/0!"}]
[null,1.8,0,0,null,null,null,null,null,null,null,null,null,null,null,null,null,null,null,1.8,0,{"$error":"#DIV/0!"}]
[null,1.8009999999999999,0,0,null,null,null,null,null,null,null,null,null,null,null,null,null,null,null,1.8009999999999999,0,{"$error":"#DIV/0!"}]
[null,1.802,0,0,null,null,null,null,null,null,null,null,null,null,null,null,null,null,null,1.802,0,{"$error":"#DIV/0!"}]
[null,1.8029999999999999,0,0,null,null,null,null,null,null,null,null,null,null,null,null,null,null,null,1.8029999999999999,0,{"$error":"#DIV/0!"}]
[null,1.804,0,0,null,null,null,null,null,null,null,null,null,null,null,null,null,null,null,1.804,0,{"$error":"#DIV/0!"}]
[null,1.8049999999999999,0,0,null,null,null,null,null,null,null,null,null,null,null,null,null,null,null,1.8049999999999999,0,{"$error":"#DIV/0!"}]
[null,1.806,0,0,null,null,null,null,null,null,null,null,null,null,null,null,null,null,null,1.806,0,{"$error":"#DIV/0!"}]
[null,1.8069999999999999,0,0,null,null,null,null,null,null,null,null,null,null,null,null,null,null,null,1.8069999999999999,0,{"$error":"#DIV/0!"}]
[null,1.8080000000000001,0,0,null,null,null,null,null,null,null,null,null,null,null,null,null,null,null,1.8080000000000001,0,{"$error":"#DIV/0!"}]
[null,1.8089999999999999,0,0,null,null,null,null,null,null,null,null,null,null,null,null,null,null,null,1.8089999999999999,0,{"$error":"#DIV/0!"}]
[null,1.81,0,0,null,null,null,null,null,null,null,null,null,null,null,null,null,null,null,1.81,0,{"$error":"#DIV/0!"}]
[null,1.8109999999999999,0,0,null,null,null,null,null,null,null,null,null,null,null,null,null,null,null,1.8109999999999999,0,{"$error":"#DIV/0!"}]
[null,1.8120000000000001,0,0,null,null,null,null,null,null,null,null,null,null,null,null,null,null,null,1.8120000000000001,0,{"$error":"#DIV/0!"}]
[null,1.8129999999999999,0,0,null,null,null,null,null,null,null,null,null,null,null,null,null,null,null,1.8129999999999999,0,{"$error":"#DIV/0!"}]
[null,1.8140000000000001,0,0,null,null,null,null,null,null,null,null,null,null,null,null,null,null,null,1.8140000000000001,0,{"$error":"#DIV/0!"}]
[null,1.8149999999999999,0,0,null,null,null,null,null,null,null,null,null,null,null,null,null,null,null,1.8149999999999999,0,{"$error":"#DIV/0!"}]
[null,1.8160000000000001,0,0,null,null,null,null,null,null,null,null,null,null,null,null,null,null,null,1.8160000000000001,0,{"$error":"#DIV/0!"}]
[null,1.8169999999999999,0,0,null,null,null,null,null,null,null,null,null,null,null,null,null,null,null,1.8169999999999999,0,{"$error":"#DIV/0!"}]
[null,1.8180000000000001,0,0,null,null,null,null,null,null,null,null,null,null,null,null,null,null,null,1.8180000000000001,0,{"$error":"#DIV/0!"}]
[null,1.819,0,0,null,null,null,null,null,null,null,null,null,null,null,null,null,null,null,1.819,0,{"$error":"#DIV/0!"}]
[null,1.82,0,0,null,null,null,null,null,null,null,null,null,null,null,null,null,null,null,1.82,0,{"$error":"#DIV/0!"}]
[null,1.821,0,0,null,null,null,null,null,null,null,null,null,null,null,null,null,null,null,1.821,0,{"$error":"#DIV/0!"}]
[null,1.8220000000000001,0,0,null,null,null,null,null,null,null,null,null,null,null,null,null,null,null,1.8220000000000001,0,{"$error":"#DIV/0!"}]
[null,1.823,0,0,null,null,null,null,null,null,null,null,null,null,null,null,null,null,null,1.823,0,{"$error":"#DIV/0!"}]
[null,1.8240000000000001,0,0,null,null,null,null,null,null,null,null,null,null,null,null,null,null,null,1.8240000000000001,0,{"$error":"#DIV/0!"}]
[null,1.825,0,0,null,null,null,null,null,null,null,null,null,null,null,null,null,null,null,1.825,0,{"$error":"#DIV/0!"}]
[null,1.8260000000000001,0,0,null,null,null,null,null,null,null,null,null,null,null,null,null,null,null,1.8260000000000001,0,{"$error":"#DIV/0!"}]
[null,1.827,0,0,null,null,null,null,null,null,null,null,null,null,null,null,null,null,null,1.827,0,{"$error":"#DIV/0!"}]
[null,1.8280000000000001,0,0,null,null,null,null,null,null,null,null,null,null,null,null,null,null,null,1.8280000000000001,0,{"$error":"#DIV/0!"}]
[null,1.829,0,0,null,null,null,null,null,null,null,null,null,null,null,null,null,null,null,1.829,0,{"$error":"#DIV/0!"}]
[null,1.83,0,0,null,null,null,null,null,null,null,null,null,null,null,null,null,null,null,1.83,0,{"$error":"#DIV/0!"}]
[null,1.831,0,0,null,null,null,null,null,null,null,null,null,null,null,null,null,null,null,1.831,0,{"$error":"#DIV/0!"}]
[null,1.8320000000000001,0,0,null,null,null,null,null,null,null,null,null,null,null,null,null,null,null,1.8320000000000001,0,{"$error":"#DIV/0!"}]
[null,1.833,0,0,null,null,null,null,null,null,null,null,null,null,null,null,null,null,null,1.833,0,{"$error":"#DIV/0!"}]
[null,1.8340000000000001,0,0,null,null,null,null,null,null,null,null,null,null,null,null,null,null,null,1.8340000000000001,0,{"$error":"#DIV/0!"}]
[null,1.835,0,0,null,null,null,null,null,null,null,null,null,null,null,null,null,null,null,1.835,0,{"$error":"#DIV/0!"}]
[null,1.8360000000000001,0,0,null,null,null,null,null,null,null,null,null,null,null,null,null,null,null,1.8360000000000001,0,{"$error":"#DIV/0!"}]
[null,1.837,0,0,null,null,null,null,null,null,null,null,null,null,null,null,null,null,null,1.837,0,{"$error":"#DIV/0!"}]
[null,1.8380000000000001,0,0,null,null,null,null,null,null,null,null,null,null,null,null,null,null,null,1.8380000000000001,0,{"$error":"#DIV/0!"}]
[null,1.839,0,0,null,null,null,null,null,null,null,null,null,null,null,null,null,null,null,1.839,0,{"$error":"#DIV/0!"}]
[null,1.84,0,0,null,null,null,null,null,null,null,null,null,null,null,null,null,null,null,1.84,0,{"$error":"#DIV/0!"}]
[null,1.841,0,0,null,null,null,null,null,null,null,null,null,null,null,null,null,null,null,1.841,0,{"$error":"#DIV/0!"}]
[null,1.8420000000000001,0,0,null,null,null,null,null,null,null,null,null,null,null,null,null,null,null,1.8420000000000001,0,{"$error":"#DIV/0!"}]
[null,1.843,0,0,null,null,null,null,null,null,null,null,null,null,null,null,null,null,null,1.843,0,{"$error":"#DIV/0!"}]
[null,1.8440000000000001,0,0,null,null,null,null,null,null,null,null,null,null,null,null,null,null,null,1.8440000000000001,0,{"$error":"#DIV/0!"}]
[null,1.845,0,0,null,null,null,null,null,null,null,null,null,null,null,null,null,null,null,1.845,0,{"$error":"#DIV/0!"}]
[null,1.8460000000000001,0,0,null,null,null,null,null,null,null,null,null,null,null,null,null,null,null,1.8460000000000001,0,{"$error":"#DIV/0!"}]
[null,1.847,0,0,null,null,null,null,null,null,null,null,null,null,null,null,null,null,null,1.847,0,{"$error":"#DIV/0!"}]
[null,1.8480000000000001,0,0,null,null,null,null,null,null,null,null,null,null,null,null,null,null,null,1.8480000000000001,0,{"$error":"#DIV/0!"}]
[null,1.849,0,0,null,null,null,null,null,null,null,null,null,null,null,null,null,null,null,1.849,0,{"$error":"#DIV/0!"}]
[null,1.85,0,0,null,null,null,null,null,null,null,null,null,null,null,null,null,null,null,1.85,0,{"$error":"#DIV/0!"}]
[null,1.851,0,0,null,null,null,null,null,null,null,null,null,null,null,null,null,null,null,1.851,0,{"$error":"#DIV/0!"}]
[null,1.8520000000000001,0,0,null,null,null,null,null,null,null,null,null,null,null,null,null,null,null,1.8520000000000001,0,{"$error":"#DIV/0!"}]
[null,1.853,0,0,null,null,null,null,null,null,null,null,null,null,null,null,null,null,null,1.853,0,{"$error":"#DIV/0!"}]
[null,1.8540000000000001,0,0,null,null,null,null,null,null,null,null,null,null,null,null,null,null,null,1.8540000000000001,0,{"$error":"#DIV/0!"}]
[null,1.855,0,0,null,null,null,null,null,null,null,null,null,null,null,null,null,null,null,1.855,0,{"$error":"#DIV/0!"}]
[null,1.8560000000000001,0,0,null,null,null,null,null,null,null,null,null,null,null,null,null,null,null,1.8560000000000001,0,{"$error":"#DIV/0!"}]
[null,1.857,0,0,null,null,null,null,null,null,null,null,null,null,null,null,null,null,null,1.857,0,{"$f":"D1866/$D$3","v":{"$error":"#DIV/0!"}}]
[null,1.8580000000000001,0,0,null,null,null,null,null,null,null,null,null,null,null,null,null,null,null,1.8580000000000001,0,{"$error":"#DIV/0!"}]
[null,1.859,0,0,null,null,null,null,null,null,null,null,null,null,null,null,null,null,null,1.859,0,{"$error":"#DIV/0!"}]
[null,1.86,0,0,null,null,null,null,null,null,null,null,null,null,null,null,null,null,null,1.86,0,{"$error":"#DIV/0!"}]
[null,1.861,0,0,null,null,null,null,null,null,null,null,null,null,null,null,null,null,null,1.861,0,{"$error":"#DIV/0!"}]
[null,1.8620000000000001,0,0,null,null,null,null,null,null,null,null,null,null,null,null,null,null,null,1.8620000000000001,0,{"$error":"#DIV/0!"}]
[null,1.863,0,0,null,null,null,null,null,null,null,null,null,null,null,null,null,null,null,1.863,0,{"$error":"#DIV/0!"}]
[null,1.8640000000000001,0,0,null,null,null,null,null,null,null,null,null,null,null,null,null,null,null,1.8640000000000001,0,{"$error":"#DIV/0!"}]
[null,1.865,0,0,null,null,null,null,null,null,null,null,null,null,null,null,null,null,null,1.865,0,{"$error":"#DIV/0!"}]
[null,1.8660000000000001,0,0,null,null,null,null,null,null,null,null,null,null,null,null,null,null,null,1.8660000000000001,0,{"$error":"#DIV/0!"}]
[null,1.867,0,0,null,null,null,null,null,null,null,null,null,null,null,null,null,null,null,1.867,0,{"$error":"#DIV/0!"}]
[null,1.8680000000000001,0,0,null,null,null,null,null,null,null,null,null,null,null,null,null,null,null,1.8680000000000001,0,{"$error":"#DIV/0!"}]
[null,1.869,0,0,null,null,null,null,null,null,null,null,null,null,null,null,null,null,null,1.869,0,{"$error":"#DIV/0!"}]
[null,1.87,0,0,null,null,null,null,null,null,null,null,null,null,null,null,null,null,null,1.87,0,{"$error":"#DIV/0!"}]
[null,1.871,0,0,null,null,null,null,null,null,null,null,null,null,null,null,null,null,null,1.871,0,{"$error":"#DIV/0!"}]
[null,1.8720000000000001,0,0,null,null,null,null,null,null,null,null,null,null,null,null,null,null,null,1.8720000000000001,0,{"$error":"#DIV/0!"}]
[null,1.873,0,0,null,null,null,null,null,null,null,null,null,null,null,null,null,null,null,1.873,0,{"$error":"#DIV/0!"}]
[null,1.8740000000000001,0,0,null,null,null,null,null,null,null,null,null,null,null,null,null,null,null,1.8740000000000001,0,{"$error":"#DIV/0!"}]
[null,1.875,0,0,null,null,null,null,null,null,null,null,null,null,null,null,null,null,null,1.875,0,{"$error":"#DIV/0!"}]
[null,1.8760000000000001,0,0,null,null,null,null,null,null,null,null,null,null,null,null,null,null,null,1.8760000000000001,0,{"$error":"#DIV/0!"}]
[null,1.877,0,0,null,null,null,null,null,null,null,null,null,null,null,null,null,null,null,1.877,0,{"$error":"#DIV/0!"}]
[null,1.8780000000000001,0,0,null,null,null,null,null,null,null,null,null,null,null,null,null,null,null,1.8780000000000001,0,{"$error":"#DIV/0!"}]
[null,1.879,0,0,null,null,null,null,null,null,null,null,null,null,null,null,null,null,null,1.879,0,{"$error":"#DIV/0!"}]
[null,1.8800000000000001,0,0,null,null,null,null,null,null,null,null,null,null,null,null,null,null,null,1.8800000000000001,0,{"$error":"#DIV/0!"}]
[null,1.881,0,0,null,null,null,null,null,null,null,null,null,null,null,null,null,null,null,1.881,0,{"$error":"#DIV/0!"}]
[null,1.8820000000000001,0,0,null,null,null,null,null,null,null,null,null,null,null,null,null,null,null,1.8820000000000001,0,{"$error":"#DIV/0!"}]
[null,1.883,0,0,null,null,null,null,null,null,null,null,null,null,null,null,null,null,null,1.883,0,{"$error":"#DIV/0!"}]
[null,1.8840000000000001,0,0,null,null,null,null,null,null,null,null,null,null,null,null,null,null,null,1.8840000000000001,0,{"$error":"#DIV/0!"}]
[null,1.885,0,0,null,null,null,null,null,null,null,null,null,null,null,null,null,null,null,1.885,0,{"$error":"#DIV/0!"}]
[null,1.8860000000000001,0,0,null,null,null,null,null,null,null,null,null,null,null,null,null,null,null,1.8860000000000001,0,{"$error":"#DIV/0!"}]
[null,1.887,0,0,null,null,null,null,null,null,null,null,null,null,null,null,null,null,null,1.887,0,{"$error":"#DIV/0!"}]
[null,1.8880000000000001,0,0,null,null,null,null,null,null,null,null,null,null,null,null,null,null,null,1.8880000000000001,0,{"$error":"#DIV/0!"}]
[null,1.889,0,0,null,null,null,null,null,null,null,null,null,null,null,null,null,null,null,1.889,0,{"$error":"#DIV/0!"}]
[null,1.8900000000000001,0,0,null,null,null,null,null,null,null,null,null,null,null,null,null,null,null,1.8900000000000001,0,{"$error":"#DIV/0!"}]
[null,1.891,0,0,null,null,null,null,null,null,null,null,null,null,null,null,null,null,null,1.891,0,{"$error":"#DIV/0!"}]
[null,1.8920000000000001,0,0,null,null,null,null,null,null,null,null,null,null,null,null,null,null,null,1.8920000000000001,0,{"$error":"#DIV/0!"}]
[null,1.893,0,0,null,null,null,null,null,null,null,null,null,null,null,null,null,null,null,1.893,0,{"$error":"#DIV/0!"}]
[null,1.8940000000000001,0,0,null,null,null,null,null,null,null,null,null,null,null,null,null,null,null,1.8940000000000001,0,{"$error":"#DIV/0!"}]
[null,1.895,0,0,null,null,null,null,null,null,null,null,null,null,null,null,null,null,null,1.895,0,{"$error":"#DIV/0!"}]
[null,1.8960000000000001,0,0,null,null,null,null,null,null,null,null,null,null,null,null,null,null,null,1.8960000000000001,0,{"$error":"#DIV/0!"}]
[null,1.897,0,0,null,null,null,null,null,null,null,null,null,null,null,null,null,null,null,1.897,0,{"$error":"#DIV/0!"}]
[null,1.8980000000000001,0,0,null,null,null,null,null,null,null,null,null,null,null,null,null,null,null,1.8980000000000001,0,{"$error":"#DIV/0!"}]
[null,1.899,0,0,null,null,null,null,null,null,null,null,null,null,null,null,null,null,null,1.899,0,{"$error":"#DIV/0!"}]
[null,1.9000000000000001,0,0,null,null,null,null,null,null,null,null,null,null,null,null,null,null,null,1.9000000000000001,0,{"$error":"#DIV/0!"}]
[null,1.901,0,0,null,null,null,null,null,null,null,null,null,null,null,null,null,null,null,1.901,0,{"$error":"#DIV/0!"}]
[null,1.9020000000000001,0,0,null,null,null,null,null,null,null,null,null,null,null,null,null,null,null,1.9020000000000001,0,{"$error":"#DIV/0!"}]
[null,1.903,0,0,null,null,null,null,null,null,null,null,null,null,null,null,null,null,null,1.903,0,{"$error":"#DIV/0!"}]
[null,1.9040000000000001,0,0,null,null,null,null,null,null,null,null,null,null,null,null,null,null,null,1.9040000000000001,0,{"$error":"#DIV/0!"}]
[null,1.905,0,0,null,null,null,null,null,null,null,null,null,null,null,null,null,null,null,1.905,0,{"$error":"#DIV/0!"}]
[null,1.9060000000000001,0,0,null,null,null,null,null,null,null,null,null,null,null,null,null,null,null,1.9060000000000001,0,{"$error":"#DIV/0!"}]
[null,1.907,0,0,null,null,null,null,null,null,null,null,null,null,null,null,null,null,null,1.907,0,{"$error":"#DIV/0!"}]
[null,1.9080000000000001,0,0,null,null,null,null,null,null,null,null,null,null,null,null,null,null,null,1.9080000000000001,0,{"$error":"#DIV/0!"}]
[null,1.909,0,0,null,null,null,null,null,null,null,null,null,null,null,null,null,null,null,1.909,0,{"$error":"#DIV/0!"}]
[null,1.9100000000000001,0,0,null,null,null,null,null,null,null,null,null,null,null,null,null,null,null,1.9100000000000001,0,{"$error":"#DIV/0!"}]
[null,1.911,0,0,null,null,null,null,null,null,null,null,null,null,null,null,null,null,null,1.911,0,{"$error":"#DIV/0!"}]
[null,1.9120000000000001,0,0,null,null,null,null,null,null,null,null,null,null,null,null,null,null,null,1.9120000000000001,0,{"$error":"#DIV/0!"}]
[null,1.913,0,0,null,null,null,null,null,null,null,null,null,null,null,null,null,null,null,1.913,0,{"$error":"#DIV/0!"}]
[null,1.9140000000000001,0,0,null,null,null,null,null,null,null,null,null,null,null,null,null,null,null,1.9140000000000001,0,{"$error":"#DIV/0!"}]
[null,1.915,0,0,null,null,null,null,null,null,null,null,null,null,null,null,null,null,null,1.915,0,{"$error":"#DIV/0!"}]
[null,1.9160000000000001,0,0,null,null,null,null,null,null,null,null,null,null,null,null,null,null,null,1.9160000000000001,0,{"$error":"#DIV/0!"}]
[null,1.917,0,0,null,null,null,null,null,null,null,null,null,null,null,null,null,null,null,1.917,0,{"$error":"#DIV/0!"}]
[null,1.9180000000000001,0,0,null,null,null,null,null,null,null,null,null,null,null,null,null,null,null,1.9180000000000001,0,{"$error":"#DIV/0!"}]
[null,1.919,0,0,null,null,null,null,null,null,null,null,null,null,null,null,null,null,null,1.919,0,{"$error":"#DIV/0!"}]
[null,1.92,0,0,null,null,null,null,null,null,null,null,null,null,null,null,null,null,null,1.92,0,{"$error":"#DIV/0!"}]
[null,1.921,0,0,null,null,null,null,null,null,null,null,null,null,null,null,null,null,null,1.921,0,{"$f":"D1930/$D$3","v":{"$error":"#DIV/0!"}}]
[null,1.9219999999999999,0,0,null,null,null,null,null,null,null,null,null,null,null,null,null,null,null,1.9219999999999999,0,{"$error":"#DIV/0!"}]
[null,1.923,0,0,null,null,null,null,null,null,null,null,null,null,null,null,null,null,null,1.923,0,{"$error":"#DIV/0!"}]
[null,1.9239999999999999,0,0,null,null,null,null,null,null,null,null,null,null,null,null,null,null,null,1.9239999999999999,0,{"$error":"#DIV/0!"}]
[null,1.925,0,0,null,null,null,null,null,null,null,null,null,null,null,null,null,null,null,1.925,0,{"$error":"#DIV/0!"}]
[null,1.9259999999999999,0,0,null,null,null,null,null,null,null,null,null,null,null,null,null,null,null,1.9259999999999999,0,{"$error":"#DIV/0!"}]
[null,1.927,0,0,null,null,null,null,null,null,null,null,null,null,null,null,null,null,null,1.927,0,{"$error":"#DIV/0!"}]
[null,1.9279999999999999,0,0,null,null,null,null,null,null,null,null,null,null,null,null,null,null,null,1.9279999999999999,0,{"$error":"#DIV/0!"}]
[null,1.929,0,0,null,null,null,null,null,null,null,null,null,null,null,null,null,null,null,1.929,0,{"$error":"#DIV/0!"}]
[null,1.93,0,0,null,null,null,null,null,null,null,null,null,null,null,null,null,null,null,1.93,0,{"$error":"#DIV/0!"}]
[null,1.931,0,0,null,null,null,null,null,null,null,null,null,null,null,null,null,null,null,1.931,0,{"$error":"#DIV/0!"}]
[null,1.9319999999999999,0,0,null,null,null,null,null,null,null,null,null,null,null,null,null,null,null,1.9319999999999999,0,{"$error":"#DIV/0!"}]
[null,1.9330000000000001,0,0,null,null,null,null,null,null,null,null,null,null,null,null,null,null,null,1.9330000000000001,0,{"$error":"#DIV/0!"}]
[null,1.9339999999999999,0,0,null,null,null,null,null,null,null,null,null,null,null,null,null,null,null,1.9339999999999999,0,{"$error":"#DIV/0!"}]
[null,1.9350000000000001,0,0,null,null,null,null,null,null,null,null,null,null,null,null,null,null,null,1.9350000000000001,0,{"$error":"#DIV/0!"}]
[null,1.9359999999999999,0,0,null,null,null,null,null,null,null,null,null,null,null,null,null,null,null,1.9359999999999999,0,{"$error":"#DIV/0!"}]
[null,1.9370000000000001,0,0,null,null,null,null,null,null,null,null,null,null,null,null,null,null,null,1.9370000000000001,0,{"$error":"#DIV/0!"}]
[null,1.9379999999999999,0,0,null,null,null,null,null,null,null,null,null,null,null,null,null,null,null,1.9379999999999999,0,{"$error":"#DIV/0!"}]
[null,1.9390000000000001,0,0,null,null,null,null,null,null,null,null,null,null,null,null,null,null,null,1.9390000000000001,0,{"$error":"#DIV/0!"}]
[null,1.94,0,0,null,null,null,null,null,null,null,null,null,null,null,null,null,null,null,1.94,0,{"$error":"#DIV/0!"}]
[null,1.9410000000000001,0,0,null,null,null,null,null,null,null,null,null,null,null,null,null,null,null,1.9410000000000001,0,{"$error":"#DIV/0!"}]
[null,1.9419999999999999,0,0,null,null,null,null,null,null,null,null,null,null,null,null,null,null,null,1.9419999999999999,0,{"$error":"#DIV/0!"}]
[null,1.9430000000000001,0,0,null,null,null,null,null,null,null,null,null,null,null,null,null,null,null,1.9430000000000001,0,{"$error":"#DIV/0!"}]
[null,1.944,0,0,null,null,null,null,null,null,null,null,null,null,null,null,null,null,null,1.944,0,{"$error":"#DIV/0!"}]
[null,1.9450000000000001,0,0,null,null,null,null,null,null,null,null,null,null,null,null,null,null,null,1.9450000000000001,0,{"$error":"#DIV/0!"}]
[null,1.946,0,0,null,null,null,null,null,null,null,null,null,null,null,null,null,null,null,1.946,0,{"$error":"#DIV/0!"}]
[null,1.9470000000000001,0,0,null,null,null,null,null,null,null,null,null,null,null,null,null,null,null,1.9470000000000001,0,{"$error":"#DIV/0!"}]
[null,1.948,0,0,null,null,null,null,null,null,null,null,null,null,null,null,null,null,null,1.948,0,{"$error":"#DIV/0!"}]
[null,1.9490000000000001,0,0,null,null,null,null,null,null,null,null,null,null,null,null,null,null,null,1.9490000000000001,0,{"$error":"#DIV/0!"}]
[null,1.95,0,0,null,null,null,null,null,null,null,null,null,null,null,null,null,null,null,1.95,0,{"$error":"#DIV/0!"}]
[null,1.9510000000000001,0,0,null,null,null,null,null,null,null,null,null,null,null,null,null,null,null,1.9510000000000001,0,{"$error":"#DIV/0!"}]
[null,1.952,0,0,null,null,null,null,null,null,null,null,null,null,null,null,null,null,null,1.952,0,{"$error":"#DIV/0!"}]
[null,1.9530000000000001,0,0,null,null,null,null,null,null,null,null,null,null,null,null,null,null,null,1.9530000000000001,0,{"$error":"#DIV/0!"}]
[null,1.954,0,0,null,null,null,null,null,null,null,null,null,null,null,null,null,null,null,1.954,0,{"$error":"#DIV/0!"}]
[null,1.9550000000000001,0,0,null,null,null,null,null,null,null,null,null,null,null,null,null,null,null,1.9550000000000001,0,{"$error":"#DIV/0!"}]
[null,1.956,0,0,null,null,null,null,null,null,null,null,null,null,null,null,null,null,null,1.956,0,{"$error":"#DIV/0!"}]
[null,1.9570000000000001,0,0,null,null,null,null,null,null,null,null,null,null,null,null,null,null,null,1.9570000000000001,0,{"$error":"#DIV/0!"}]
[null,1.958,0,0,null,null,null,null,null,null,null,null,null,null,null,null,null,null,null,1.958,0,{"$error":"#DIV/0!"}]
[null,1.9590000000000001,0,0,null,null,null,null,null,null,null,null,null,null,null,null,null,null,null,1.9590000000000001,0,{"$error":"#DIV/0!"}]
[null,1.96,0,0,null,null,null,null,null,null,null,null,null,null,null,null,null,null,null,1.96,0,{"$error":"#DIV/0!"}]
[null,1.9610000000000001,0,0,null,null,null,null,null,null,null,null,null,null,null,null,null,null,null,1.9610000000000001,0,{"$error":"#DIV/0!"}]
[null,1.962,0,0,null,null,null,null,null,null,null,null,null,null,null,null,null,null,null,1.962,0,{"$error":"#DIV/0!"}]
[null,1.9630000000000001,0,0,null,null,null,null,null,null,null,null,null,null,null,null,null,null,null,1.9630000000000001,0,{"$error":"#DIV/0!"}]
[null,1.964,0,0,null,null,null,null,null,null,null,null,null,null,null,null,null,null,null,1.964,0,{"$error":"#DIV/0!"}]
[null,1.9650000000000001,0,0,null,null,null,null,null,null,null,null,null,null,null,null,null,null,null,1.9650000000000001,0,{"$error":"#DIV/0!"}]
[null,1.966,0,0,null,null,null,null,null,null,null,null,null,null,null,null,null,null,null,1.966,0,{"$error":"#DIV/0!"}]
[null,1.9670000000000001,0,0,null,null,null,null,null,null,null,null,null,null,null,null,null,null,null,1.9670000000000001,0,{"$error":"#DIV/0!"}]
[null,1.968,0,0,null,null,null,null,null,null,null,null,null,null,null,null,null,null,null,1.968,0,{"$error":"#DIV/0!"}]
[null,1.9690000000000001,0,0,null,null,null,null,null,null,null,null,null,null,null,null,null,null,null,1.9690000000000001,0,{"$error":"#DIV/0!"}]
[null,1.97,0,0,null,null,null,null,null,null,null,null,null,null,null,null,null,null,null,1.97,0,{"$error":"#DIV/0!"}]
[null,1.9710000000000001,0,0,null,null,null,null,null,null,null,null,null,null,null,null,null,null,null,1.9710000000000001,0,{"$error":"#DIV/0!"}]
[null,1.972,0,0,null,null,null,null,null,null,null,null,null,null,null,null,null,null,null,1.972,0,{"$error":"#DIV/0!"}]
[null,1.9730000000000001,0,0,null,null,null,null,null,null,null,null,null,null,null,null,null,null,null,1.9730000000000001,0,{"$error":"#DIV/0!"}]
[null,1.974,0,0,null,null,null,null,null,null,null,null,null,null,null,null,null,null,null,1.974,0,{"$error":"#DIV/0!"}]
[null,1.9750000000000001,0,0,null,null,null,null,null,null,null,null,null,null,null,null,null,null,null,1.9750000000000001,0,{"$error":"#DIV/0!"}]
[null,1.976,0,0,null,null,null,null,null,null,null,null,null,null,null,null,null,null,null,1.976,0,{"$error":"#DIV/0!"}]
[null,1.9770000000000001,0,0,null,null,null,null,null,null,null,null,null,null,null,null,null,null,null,1.9770000000000001,0,{"$error":"#DIV/0!"}]
[null,1.978,0,0,null,null,null,null,null,null,null,null,null,null,null,null,null,null,null,1.978,0,{"$error":"#DIV/0!"}]
[null,1.9790000000000001,0,0,null,null,null,null,null,null,null,null,null,null,null,null,null,null,null,1.9790000000000001,0,{"$error":"#DIV/0!"}]
[null,1.98,0,0,null,null,null,null,null,null,null,null,null,null,null,null,null,null,null,1.98,0,{"$error":"#DIV/0!"}]
[null,1.9810000000000001,0,0,null,null,null,null,null,null,null,null,null,null,null,null,null,null,null,1.9810000000000001,0,{"$error":"#DIV/0!"}]
[null,1.982,0,0,null,null,null,null,null,null,null,null,null,null,null,null,null,null,null,1.982,0,{"$error":"#DIV/0!"}]
[null,1.9830000000000001,0,0,null,null,null,null,null,null,null,null,null,null,null,null,null,null,null,1.9830000000000001,0,{"$error":"#DIV/0!"}]
[null,1.984,0,0,null,null,null,null,null,null,null,null,null,null,null,null,null,null,null,1.984,0,{"$error":"#DIV/0!"}]
[null,1.9850000000000001,0,0,null,null,null,null,null,null,null,null,null,null,null,null,null,null,null,1.9850000000000001,0,{"$f":"D1994/$D$3","v":{"$error":"#DIV/0!"}}]
[null,1.986,0,0,null,null,null,null,null,null,null,null,null,null,null,null,null,null,null,1.986,0,{"$error":"#DIV/0!"}]
[null,1.9870000000000001,0,0,null,null,null,null,null,null,null,null,null,null,null,null,null,null,null,1.9870000000000001,0,{"$error":"#DIV/0!"}]
[null,1.988,0,0,null,null,null,null,null,null,null,null,null,null,null,null,null,null,null,1.988,0,{"$error":"#DIV/0!"}]
[null,1.9890000000000001,0,0,null,null,null,null,null,null,null,null,null,null,null,null,null,null,null,1.9890000000000001,0,{"$error":"#DIV/0!"}]
[null,1.99,0,0,null,null,null,null,null,null,null,null,null,null,null,null,null,null,null,1.99,0,{"$error":"#DIV/0!"}]
[null,1.9910000000000001,0,0,null,null,null,null,null,null,null,null,null,null,null,null,null,null,null,1.9910000000000001,0,{"$error":"#DIV/0!"}]
[null,2.0169999999999999,0,0,null,null,null,null,null,null,null,null,null,null,null,null,null,null,null,2.0169999999999999,0,{"$error":"#DIV/0!"}]
[null,2.0289999999999999,0,0,null,null,null,null,null,null,null,null,null,null,null,null,null,null,null,2.0289999999999999,0,{"$error":"#DIV/0!"}]
[null,2.06,0,0,null,null,null,null,null,null,null,null,null,null,null,null,null,null,null,2.06,0,{"$error":"#DIV/0!"}]
[null,2.0779999999999998,0,0,null,null,null,null,null,null,null,null,null,null,null,null,null,null,null,2.0779999999999998,0,{"$error":"#DIV/0!"}]
[null,2.1160000000000001,0,0,null,null,null,null,null,null,null,null,null,null,null,null,null,null,null,2.1160000000000001,0,{"$error":"#DIV/0!"}]
[null,2.1390000000000002,0,0,null,null,null,null,null,null,null,null,null,null,null,null,null,null,null,2.1390000000000002,0,{"$error":"#DIV/0!"}]
[null,2.1859999999999999,0,0,null,null,null,null,null,null,null,null,null,null,null,null,null,null,null,2.1859999999999999,0,{"$error":"#DIV/0!"}]
[null,2.2170000000000001,0,0,null,null,null,null,null,null,null,null,null,null,null,null,null,null,null,2.2170000000000001,0,{"$error":"#DIV/0!"}]
[null,2.2429999999999999,0,0,null,null,null,null,null,null,null,null,null,null,null,null,null,null,null,2.2429999999999999,0,{"$error":"#DIV/0!"}]
[null,2.2650000000000001,0,0,null,null,null,null,null,null,null,null,null,null,null,null,null,null,null,2.2650000000000001,0,{"$error":"#DIV/0!"}]
[null,2.2960000000000003,0,0,null,null,null,null,null,null,null,null,null,null,null,null,null,null,null,2.2960000000000003,0,{"$error":"#DIV/0!"}]
[null,2.3140000000000001,0,0,null,null,null,null,null,null,null,null,null,null,null,null,null,null,null,2.3140000000000001,0,{"$error":"#DIV/0!"}]
[null,2.3380000000000001,0,0,null,null,null,null,null,null,null,null,null,null,null,null,null,null,null,2.3380000000000001,0,{"$error":"#DIV/0!"}]
[null,2.375,0,0,null,null,null,null,null,null,null,null,null,null,null,null,null,null,null,2.375,0,{"$error":"#DIV/0!"}]
[null,2.4220000000000002,0,0,null,null,null,null,null,null,null,null,null,null,null,null,null,null,null,2.4220000000000002,0,{"$error":"#DIV/0!"}]
[null,2.4239999999999999,0,0,null,null,null,null,null,null,null,null,null,null,null,null,null,null,null,2.4239999999999999,0,{"$error":"#DIV/0!"}]
[null,2.4649999999999999,0,0,null,null,null,null,null,null,null,null,null,null,null,null,null,null,null,2.4649999999999999,0,{"$error":"#DIV/0!"}]
[null,2.5009999999999999,0,0,null,null,null,null,null,null,null,null,null,null,null,null,null,null,null,2.5009999999999999,0,{"$error":"#DIV/0!"}]
[null,2.532,0,0,null,null,null,null,null,null,null,null,null,null,null,null,null,null,null,2.532,0,{"$error":"#DIV/0!"}]
[null,2.5500000000000003,0,0,null,null,null,null,null,null,null,null,null,null,null,null,null,null,null,2.5500000000000003,0,{"$error":"#DIV/0!"}]
[null,2.5880000000000001,0,0,null,null,null,null,null,null,null,null,null,null,null,null,null,null,null,2.5880000000000001,0,{"$error":"#DIV/0!"}]
[null,2.5979999999999999,0,0,null,null,null,null,null,null,null,null,null,null,null,null,null,null,null,2.5979999999999999,0,{"$error":"#DIV/0!"}]
[null,2.629,0,0,null,null,null,null,null,null,null,null,null,null,null,null,null,null,null,2.629,0,{"$error":"#DIV/0!"}]
[null,2.66,0,0,null,null,null,null,null,null,null,null,null,null,null,null,null,null,null,2.66,0,{"$error":"#DIV/0!"}]
[null,2.6870000000000003,0,0,null,null,null,null,null,null,null,null,null,null,null,null,null,null,null,2.6870000000000003,0,{"$error":"#DIV/0!"}]
[null,2.7370000000000001,0,0,null,null,null,null,null,null,null,null,null,null,null,null,null,null,null,2.7370000000000001,0,{"$error":"#DIV/0!"}]
[null,2.7389999999999999,0,0,null,null,null,null,null,null,null,null,null,null,null,null,null,null,null,2.7389999999999999,0,{"$error":"#DIV/0!"}]
[null,2.786,0,0,null,null,null,null,null,null,null,null,null,null,null,null,null,null,null,2.786,0,{"$error":"#DIV/0!"}]
[null,2.81,0,0,null,null,null,null,null,null,null,null,null,null,null,null,null,null,null,2.81,0,{"$error":"#DIV/0!"}]
[null,2.8340000000000001,0,0,null,null,null,null,null,null,null,null,null,null,null,null,null,null,null,2.8340000000000001,0,{"$error":"#DIV/0!"}]
[null,2.8650000000000002,0,0,null,null,null,null,null,null,null,null,null,null,null,null,null,null,null,2.8650000000000002,0,{"$error":"#DIV/0!"}]
[null,2.8959999999999999,0,0,null,null,null,null,null,null,null,null,null,null,null,null,null,null,null,2.8959999999999999,0,{"$error":"#DIV/0!"}]
[null,2.9370000000000003,0,0,null,null,null,null,null,null,null,null,null,null,null,null,null,null,null,2.9370000000000003,0,{"$error":"#DIV/0!"}]
[null,2.944,0,0,null,null,null,null,null,null,null,null,null,null,null,null,null,null,null,2.944,0,{"$error":"#DIV/0!"}]
[null,2.9750000000000001,0,0,null,null,null,null,null,null,null,null,null,null,null,null,null,null,null,2.9750000000000001,0,{"$error":"#DIV/0!"}]
[null,3.0220000000000002,0,0,null,null,null,null,null,null,null,null,null,null,null,null,null,null,null,3.0220000000000002,0,{"$error":"#DIV/0!"}]
[null,3.032,0,0,null,null,null,null,null,null,null,null,null,null,null,null,null,null,null,3.032,0,{"$error":"#DIV/0!"}]
[null,3.0700000000000003,0,0,null,null,null,null,null,null,null,null,null,null,null,null,null,null,null,3.0700000000000003,0,{"$error":"#DIV/0!"}]
[null,3.101,0,0,null,null,null,null,null,null,null,null,null,null,null,null,null,null,null,3.101,0,{"$error":"#DIV/0!"}]
[null,3.1320000000000001,0,0,null,null,null,null,null,null,null,null,null,null,null,null,null,null,null,3.1320000000000001,0,{"$error":"#DIV/0!"}]
[null,3.1590000000000003,0,0,null,null,null,null,null,null,null,null,null,null,null,null,null,null,null,3.1590000000000003,0,{"$error":"#DIV/0!"}]
[null,3.18,0,0,null,null,null,null,null,null,null,null,null,null,null,null,null,null,null,3.18,0,{"$error":"#DIV/0!"}]
[null,3.2269999999999999,0,0,null,null,null,null,null,null,null,null,null,null,null,null,null,null,null,3.2269999999999999,0,{"$error":"#DIV/0!"}]
[null,3.2290000000000001,0,0,null,null,null,null,null,null,null,null,null,null,null,null,null,null,null,3.2290000000000001,0,{"$error":"#DIV/0!"}]
[null,3.282,0,0,null,null,null,null,null,null,null,null,null,null,null,null,null,null,null,3.282,0,{"$error":"#DIV/0!"}]
[null,3.306,0,0,null,null,null,null,null,null,null,null,null,null,null,null,null,null,null,3.306,0,{"$error":"#DIV/0!"}]
[null,3.3370000000000002,0,0,null,null,null,null,null,null,null,null,null,null,null,null,null,null,null,3.3370000000000002,0,{"$error":"#DIV/0!"}]
[null,3.3679999999999999,0,0,null,null,null,null,null,null,null,null,null,null,null,null,null,null,null,3.3679999999999999,0,{"$error":"#DIV/0!"}]
[null,3.3810000000000002,0,0,null,null,null,null,null,null,null,null,null,null,null,null,null,null,null,3.3810000000000002,0,{"$error":"#DIV/0!"}]
[null,3.4159999999999999,0,0,null,null,null,null,null,null,null,null,null,null,null,null,null,null,null,3.4159999999999999,0,{"$error":"#DIV/0!"}]
[null,3.4340000000000002,0,0,null,null,null,null,null,null,null,null,null,null,null,null,null,null,null,3.4340000000000002,0,{"$error":"#DIV/0!"}]
[null,3.4649999999999999,0,0,null,null,null,null,null,null,null,null,null,null,null,null,null,null,null,3.4649999999999999,0,{"$error":"#DIV/0!"}]
[null,3.504,0,0,null,null,null,null,null,null,null,null,null,null,null,null,null,null,null,3.504,0,{"$error":"#DIV/0!"}]
[null,3.5420000000000003,0,0,null,null,null,null,null,null,null,null,null,null,null,null,null,null,null,3.5420000000000003,0,{"$error":"#DIV/0!"}]
[null,3.544,0,0,null,null,null,null,null,null,null,null,null,null,null,null,null,null,null,3.544,0,{"$error":"#DIV/0!"}]
[null,3.5910000000000002,0,0,null,null,null,null,null,null,null,null,null,null,null,null,null,null,null,3.5910000000000002,0,{"$error":"#DIV/0!"}]
[null,3.6219999999999999,0,0,null,null,null,null,null,null,null,null,null,null,null,null,null,null,null,3.6219999999999999,0,{"$error":"#DIV/0!"}]
[null,3.633,0,0,null,null,null,null,null,null,null,null,null,null,null,null,null,null,null,3.633,0,{"$error":"#DIV/0!"}]
[null,3.67,0,0,null,null,null,null,null,null,null,null,null,null,null,null,null,null,null,3.67,0,{"$error":"#DIV/0!"}]
[null,3.7010000000000001,0,0,null,null,null,null,null,null,null,null,null,null,null,null,null,null,null,3.7010000000000001,0,{"$error":"#DIV/0!"}]
[null,3.7320000000000002,0,0,null,null,null,null,null,null,null,null,null,null,null,null,null,null,null,3.7320000000000002,0,{"$error":"#DIV/0!"}]
[null,3.7600000000000002,0,0,null,null,null,null,null,null,null,null,null,null,null,null,null,null,null,3.7600000000000002,0,{"$error":"#DIV/0!"}]
[null,3.7800000000000002,0,0,null,null,null,null,null,null,null,null,null,null,null,null,null,null,null,3.7800000000000002,0,{"$error":"#DIV/0!"}]
[null,3.827,0,0,null,null,null,null,null,null,null,null,null,null,null,null,null,null,null,3.827,0,{"$error":"#DIV/0!"}]
[null,3.8580000000000001,0,0,null,null,null,null,null,null,null,null,null,null,null,null,null,null,null,3.8580000000000001,0,{"$error":"#DIV/0!"}]
[null,3.883,0,0,null,null,null,null,null,null,null,null,null,null,null,null,null,null,null,3.883,0,{"$error":"#DIV/0!"}]
[null,3.9060000000000001,0,0,null,null,null,null,null,null,null,null,null,null,null,null,null,null,null,3.9060000000000001,0,{"$error":"#DIV/0!"}]
[null,3.9370000000000003,0,0,null,null,null,null,null,null,null,null,null,null,null,null,null,null,null,3.9370000000000003,0,{"$error":"#DIV/0!"}]
[null,3.968,0,0,null,null,null,null,null,null,null,null,null,null,null,null,null,null,null,3.968,0,{"$error":"#DIV/0!"}]
[null,3.9820000000000002,0,0,null,null,null,null,null,null,null,null,null,null,null,null,null,null,null,3.9820000000000002,0,{"$error":"#DIV/0!"}]
[null,4.016,0,0,null,null,null,null,null,null,null,null,null,null,null,null,null,null,null,4.016,0,{"$error":"#DIV/0!"}]
[null,4.0339999999999998,0,0,null,null,null,null,null,null,null,null,null,null,null,null,null,null,null,4.0339999999999998,0,{"$error":"#DIV/0!"}]
[null,4.0650000000000004,0,0,null,null,null,null,null,null,null,null,null,null,null,null,null,null,null,4.0650000000000004,0,{"$error":"#DIV/0!"}]
[null,4.1050000000000004,0,0,null,null,null,null,null,null,null,null,null,null,null,null,null,null,null,4.1050000000000004,0,{"$error":"#DIV/0!"}]
[null,4.1420000000000003,0,0,null,null,null,null,null,null,null,null,null,null,null,null,null,null,null,4.1420000000000003,0,{"$error":"#DIV/0!"}]
[null,4.173,0,0,null,null,null,null,null,null,null,null,null,null,null,null,null,null,null,4.173,0,{"$error":"#DIV/0!"}]
[null,4.1909999999999998,0,0,null,null,null,null,null,null,null,null,null,null,null,null,null,null,null,4.1909999999999998,0,{"$error":"#DIV/0!"}]
[null,4.2320000000000002,0,0,null,null,null,null,null,null,null,null,null,null,null,null,null,null,null,4.2320000000000002,0,{"$error":"#DIV/0!"}]
[null,4.2519999999999998,0,0,null,null,null,null,null,null,null,null,null,null,null,null,null,null,null,4.2519999999999998,0,{"$error":"#DIV/0!"}]
[null,4.2700000000000005,0,0,null,null,null,null,null,null,null,null,null,null,null,null,null,null,null,4.2700000000000005,0,{"$error":"#DIV/0!"}]
[null,4.3010000000000002,0,0,null,null,null,null,null,null,null,null,null,null,null,null,null,null,null,4.3010000000000002,0,{"$error":"#DIV/0!"}]
[null,4.327,0,0,null,null,null,null,null,null,null,null,null,null,null,null,null,null,null,4.327,0,{"$error":"#DIV/0!"}]
[null,4.3490000000000002,0,0,null,null,null,null,null,null,null,null,null,null,null,null,null,null,null,4.3490000000000002,0,{"$error":"#DIV/0!"}]
[null,4.38,0,0,null,null,null,null,null,null,null,null,null,null,null,null,null,null,null,4.38,0,{"$error":"#DIV/0!"}]
[null,4.4270000000000005,0,0,null,null,null,null,null,null,null,null,null,null,null,null,null,null,null,4.4270000000000005,0,{"$error":"#DIV/0!"}]
[null,4.4539999999999997,0,0,null,null,null,null,null,null,null,null,null,null,null,null,null,null,null,4.4539999999999997,0,{"$error":"#DIV/0!"}]
[null,4.4880000000000004,0,0,null,null,null,null,null,null,null,null,null,null,null,null,null,null,null,4.4880000000000004,0,{"$error":"#DIV/0!"}]
[null,4.5060000000000002,0,0,null,null,null,null,null,null,null,null,null,null,null,null,null,null,null,4.5060000000000002,0,{"$error":"#DIV/0!"}]
[null,4.5369999999999999,0,0,null,null,null,null,null,null,null,null,null,null,null,null,null,null,null,4.5369999999999999,0,{"$error":"#DIV/0!"}]
[null,4.577,0,0,null,null,null,null,null,null,null,null,null,null,null,null,null,null,null,4.577,0,{"$error":"#DIV/0!"}]
[null,4.585,0,0,null,null,null,null,null,null,null,null,null,null,null,null,null,null,null,4.585,0,{"$error":"#DIV/0!"}]
[null,4.6159999999999997,0,0,null,null,null,null,null,null,null,null,null,null,null,null,null,null,null,4.6159999999999997,0,{"$error":"#DIV/0!"}]
[null,4.6630000000000003,0,0,null,null,null,null,null,null,null,null,null,null,null,null,null,null,null,4.6630000000000003,0,{"$error":"#DIV/0!"}]
[null,4.6760000000000002,0,0,null,null,null,null,null,null,null,null,null,null,null,null,null,null,null,4.6760000000000002,0,{"$error":"#DIV/0!"}]
[null,4.6950000000000003,0,0,null,null,null,null,null,null,null,null,null,null,null,null,null,null,null,4.6950000000000003,0,{"$error":"#DIV/0!"}]
[null,4.742,0,0,null,null,null,null,null,null,null,null,null,null,null,null,null,null,null,4.742,0,{"$error":"#DIV/0!"}]
[null,4.7729999999999997,0,0,null,null,null,null,null,null,null,null,null,null,null,null,null,null,null,4.7729999999999997,0,{"$error":"#DIV/0!"}]
[null,4.8029999999999999,0,0,null,null,null,null,null,null,null,null,null,null,null,null,null,null,null,4.8029999999999999,0,{"$error":"#DIV/0!"}]
[null,4.8209999999999997,0,0,null,null,null,null,null,null,null,null,null,null,null,null,null,null,null,4.8209999999999997,0,{"$error":"#DIV/0!"}]
[null,4.8520000000000003,0,0,null,null,null,null,null,null,null,null,null,null,null,null,null,null,null,4.8520000000000003,0,{"$error":"#DIV/0!"}]
[null,4.87,0,0,null,null,null,null,null,null,null,null,null,null,null,null,null,null,null,4.87,0,{"$error":"#DIV/0!"}]
[null,4.8979999999999997,0,0,null,null,null,null,null,null,null,null,null,null,null,null,null,null,null,4.8979999999999997,0,{"$error":"#DIV/0!"}]
[null,4.931,0,0,null,null,null,null,null,null,null,null,null,null,null,null,null,null,null,4.931,0,{"$error":"#DIV/0!"}]
[null,4.9779999999999998,0,0,null,null,null,null,null,null,null,null,null,null,null,null,null,null,null,4.9779999999999998,0,{"$error":"#DIV/0!"}]
[null,5.0090000000000003,0,0,null,null,null,null,null,null,null,null,null,null,null,null,null,null,null,5.0090000000000003,0,{"$error":"#DIV/0!"}]
[null,5.0250000000000004,0,0,null,null,null,null,null,null,null,null,null,null,null,null,null,null,null,5.0250000000000004,0,{"$error":"#DIV/0!"}]
[null,5.0570000000000004,0,0,null,null,null,null,null,null,null,null,null,null,null,null,null,null,null,5.0570000000000004,0,{"$f":"D5066/$D$3","v":{"$error":"#DIV/0!"}}]
[null,5.0880000000000001,0,0,null,null,null,null,null,null,null,null,null,null,null,null,null,null,null,5.0880000000000001,0,{"$error":"#DIV/0!"}]
[null,5.1059999999999999,0,0,null,null,null,null,null,null,null,null,null,null,null,null,null,null,null,5.1059999999999999,0,{"$error":"#DIV/0!"}]
[null,5.1479999999999997,0,0,null,null,null,null,null,null,null,null,null,null,null,null,null,null,null,5.1479999999999997,0,{"$error":"#DIV/0!"}]
[null,5.1539999999999999,0,0,null,null,null,null,null,null,null,null,null,null,null,null,null,null,null,5.1539999999999999,0,{"$error":"#DIV/0!"}]
[null,5.1850000000000005,0,0,null,null,null,null,null,null,null,null,null,null,null,null,null,null,null,5.1850000000000005,0,{"$f":"D5194/$D$3","v":{"$error":"#DIV/0!"}}]
[null,5.2160000000000002,0,0,null,null,null,null,null,null,null,null,null,null,null,null,null,null,null,5.2160000000000002,0,{"$error":"#DIV/0!"}]
[null,5.2629999999999999,0,0,null,null,null,null,null,null,null,null,null,null,null,null,null,null,null,5.2629999999999999,0,{"$error":"#DIV/0!"}]
[null,5.2770000000000001,0,0,null,null,null,null,null,null,null,null,null,null,null,null,null,null,null,5.2770000000000001,0,{"$error":"#DIV/0!"}]
[null,5.3239999999999998,0,0,null,null,null,null,null,null,null,null,null,null,null,null,null,null,null,5.3239999999999998,0,{"$error":"#DIV/0!"}]
[null,5.3420000000000005,0,0,null,null,null,null,null,null,null,null,null,null,null,null,null,null,null,5.3420000000000005,0,{"$error":"#DIV/0!"}]
[null,5.3730000000000002,0,0,null,null,null,null,null,null,null,null,null,null,null,null,null,null,null,5.3730000000000002,0,{"$error":"#DIV/0!"}]
[null,5.4039999999999999,0,0,null,null,null,null,null,null,null,null,null,null,null,null,null,null,null,5.4039999999999999,0,{"$error":"#DIV/0!"}]
[null,5.4210000000000003,0,0,null,null,null,null,null,null,null,null,null,null,null,null,null,null,null,5.4210000000000003,0,{"$error":"#DIV/0!"}]
[null,5.452,0,0,null,null,null,null,null,null,null,null,null,null,null,null,null,null,null,5.452,0,{"$error":"#DIV/0!"}]
[null,5.4990000000000006,0,0,null,null,null,null,null,null,null,null,null,null,null,null,null,null,null,5.4990000000000006,0,{"$error":"#DIV/0!"}]
[null,5.5270000000000001,0,0,null,null,null,null,null,null,null,null,null,null,null,null,null,null,null,5.5270000000000001,0,{"$error":"#DIV/0!"}]
[null,5.5309999999999997,0,0,null,null,null,null,null,null,null,null,null,null,null,null,null,null,null,5.5309999999999997,0,{"$error":"#DIV/0!"}]
[null,5.5780000000000003,0,0,null,null,null,null,null,null,null,null,null,null,null,null,null,null,null,5.5780000000000003,0,{"$error":"#DIV/0!"}]
[null,5.609,0,0,null,null,null,null,null,null,null,null,null,null,null,null,null,null,null,5.609,0,{"$error":"#DIV/0!"}]
[null,5.6260000000000003,0,0,null,null,null,null,null,null,null,null,null,null,null,null,null,null,null,5.6260000000000003,0,{"$error":"#DIV/0!"}]
[null,5.657,0,0,null,null,null,null,null,null,null,null,null,null,null,null,null,null,null,5.657,0,{"$error":"#DIV/0!"}]
[null,5.6879999999999997,0,0,null,null,null,null,null,null,null,null,null,null,null,null,null,null,null,5.6879999999999997,0,{"$error":"#DIV/0!"}]
[null,5.7060000000000004,0,0,null,null,null,null,null,null,null,null,null,null,null,null,null,null,null,5.7060000000000004,0,{"$error":"#DIV/0!"}]
[null,5.7490000000000006,0,0,null,null,null,null,null,null,null,null,null,null,null,null,null,null,null,5.7490000000000006,0,{"$error":"#DIV/0!"}]
[null,5.7830000000000004,0,0,null,null,null,null,null,null,null,null,null,null,null,null,null,null,null,5.7830000000000004,0,{"$error":"#DIV/0!"}]
[null,5.8140000000000001,0,0,null,null,null,null,null,null,null,null,null,null,null,null,null,null,null,5.8140000000000001,0,{"$error":"#DIV/0!"}]
[null,5.8159999999999998,0,0,null,null,null,null,null,null,null,null,null,null,null,null,null,null,null,5.8159999999999998,0,{"$error":"#DIV/0!"}]
[null,5.8479999999999999,0,0,null,null,null,null,null,null,null,null,null,null,null,null,null,null,null,5.8479999999999999,0,{"$error":"#DIV/0!"}]
[null,5.8929999999999998,0,0,null,null,null,null,null,null,null,null,null,null,null,null,null,null,null,5.8929999999999998,0,{"$error":"#DIV/0!"}]
[null,5.9240000000000004,0,0,null,null,null,null,null,null,null,null,null,null,null,null,null,null,null,5.9240000000000004,0,{"$error":"#DIV/0!"}]
[null,5.9420000000000002,0,0,null,null,null,null,null,null,null,null,null,null,null,null,null,null,null,5.9420000000000002,0,{"$error":"#DIV/0!"}]
[null,5.9710000000000001,0,0,null,null,null,null,null,null,null,null,null,null,null,null,null,null,null,5.9710000000000001,0,{"$error":"#DIV/0!"}]
[null,5.99,0,0,null,null,null,null,null,null,null,null,null,null,null,null,null,null,null,5.99,0,{"$error":"#DIV/0!"}]
[null,6.0209999999999999,0,0,null,null,null,null,null,null,null,null,null,null,null,null,null,null,null,6.0209999999999999,0,{"$error":"#DIV/0!"}]
[null,6.0520000000000005,0,0,null,null,null,null,null,null,null,null,null,null,null,null,null,null,null,6.0520000000000005,0,{"$error":"#DIV/0!"}]
[null,6.0979999999999999,0,0,null,null,null,null,null,null,null,null,null,null,null,null,null,null,null,6.0979999999999999,0,{"$error":"#DIV/0!"}]
[null,6.1290000000000004,0,0,null,null,null,null,null,null,null,null,null,null,null,null,null,null,null,6.1290000000000004,0,{"$error":"#DIV/0!"}]
[null,6.1470000000000002,0,0,null,null,null,null,null,null,null,null,null,null,null,null,null,null,null,6.1470000000000002,0,{"$error":"#DIV/0!"}]
[null,6.1779999999999999,0,0,null,null,null,null,null,null,null,null,null,null,null,null,null,null,null,6.1779999999999999,0,{"$error":"#DIV/0!"}]
[null,6.1930000000000005,0,0,null,null,null,null,null,null,null,null,null,null,null,null,null,null,null,6.1930000000000005,0,{"$error":"#DIV/0!"}]
[null,6.226,0,0,null,null,null,null,null,null,null,null,null,null,null,null,null,null,null,6.226,0,{"$error":"#DIV/0!"}]
[null,6.2570000000000006,0,0,null,null,null,null,null,null,null,null,null,null,null,null,null,null,null,6.2570000000000006,0,{"$error":"#DIV/0!"}]
[null,6.2880000000000003,0,0,null,null,null,null,null,null,null,null,null,null,null,null,null,null,null,6.2880000000000003,0,{"$error":"#DIV/0!"}]
[null,6.32,0,0,null,null,null,null,null,null,null,null,null,null,null,null,null,null,null,6.32,0,{"$error":"#DIV/0!"}]
[null,6.3360000000000003,0,0,null,null,null,null,null,null,null,null,null,null,null,null,null,null,null,6.3360000000000003,0,{"$error":"#DIV/0!"}]
[null,6.383,0,0,null,null,null,null,null,null,null,null,null,null,null,null,null,null,null,6.383,0,{"$error":"#DIV/0!"}]
[null,6.4139999999999997,0,0,null,null,null,null,null,null,null,null,null,null,null,null,null,null,null,6.4139999999999997,0,{"$error":"#DIV/0!"}]
[null,6.4430000000000005,0,0,null,null,null,null,null,null,null,null,null,null,null,null,null,null,null,6.4430000000000005,0,{"$error":"#DIV/0!"}]
[null,6.4619999999999997,0,0,null,null,null,null,null,null,null,null,null,null,null,null,null,null,null,6.4619999999999997,0,{"$error":"#DIV/0!"}]
[null,6.4930000000000003,0,0,null,null,null,null,null,null,null,null,null,null,null,null,null,null,null,6.4930000000000003,0,{"$error":"#DIV/0!"}]
[null,6.524,0,0,null,null,null,null,null,null,null,null,null,null,null,null,null,null,null,6.524,0,{"$error":"#DIV/0!"}]
[null,6.5419999999999998,0,0,null,null,null,null,null,null,null,null,null,null,null,null,null,null,null,6.5419999999999998,0,{"$error":"#DIV/0!"}]
[null,6.5720000000000001,0,0,null,null,null,null,null,null,null,null,null,null,null,null,null,null,null,6.5720000000000001,0,{"$error":"#DIV/0!"}]
[null,6.6189999999999998,0,0,null,null,null,null,null,null,null,null,null,null,null,null,null,null,null,6.6189999999999998,0,{"$error":"#DIV/0!"}]
[null,6.6210000000000004,0,0,null,null,null,null,null,null,null,null,null,null,null,null,null,null,null,6.6210000000000004,0,{"$error":"#DIV/0!"}]
[null,6.665,0,0,null,null,null,null,null,null,null,null,null,null,null,null,null,null,null,6.665,0,{"$error":"#DIV/0!"}]
[null,6.6980000000000004,0,0,null,null,null,null,null,null,null,null,null,null,null,null,null,null,null,6.6980000000000004,0,{"$error":"#DIV/0!"}]
[null,6.7290000000000001,0,0,null,null,null,null,null,null,null,null,null,null,null,null,null,null,null,6.7290000000000001,0,{"$error":"#DIV/0!"}]
[null,6.7469999999999999,0,0,null,null,null,null,null,null,null,null,null,null,null,null,null,null,null,6.7469999999999999,0,{"$error":"#DIV/0!"}]
[null,6.7780000000000005,0,0,null,null,null,null,null,null,null,null,null,null,null,null,null,null,null,6.7780000000000005,0,{"$error":"#DIV/0!"}]
[null,6.7940000000000005,0,0,null,null,null,null,null,null,null,null,null,null,null,null,null,null,null,6.7940000000000005,0,{"$error":"#DIV/0!"}]
[null,6.8260000000000005,0,0,null,null,null,null,null,null,null,null,null,null,null,null,null,null,null,6.8260000000000005,0,{"$error":"#DIV/0!"}]
[null,6.8570000000000002,0,0,null,null,null,null,null,null,null,null,null,null,null,null,null,null,null,6.8570000000000002,0,{"$error":"#DIV/0!"}]
[null,6.8879999999999999,0,0,null,null,null,null,null,null,null,null,null,null,null,null,null,null,null,6.8879999999999999,0,{"$error":"#DIV/0!"}]
[null,6.9210000000000003,0,0,null,null,null,null,null,null,null,null,null,null,null,null,null,null,null,6.9210000000000003,0,{"$error":"#DIV/0!"}]
[null,6.9649999999999999,0,0,null,null,null,null,null,null,null,null,null,null,null,null,null,null,null,6.9649999999999999,0,{"$error":"#DIV/0!"}]
[null,6.9830000000000005,0,0,null,null,null,null,null,null,null,null,null,null,null,null,null,null,null,6.9830000000000005,0,{"$error":"#DIV/0!"}]
[null,7.0140000000000002,0,0,null,null,null,null,null,null,null,null,null,null,null,null,null,null,null,7.0140000000000002,0,{"$error":"#DIV/0!"}]
[null,7.0440000000000005,0,0,null,null,null,null,null,null,null,null,null,null,null,null,null,null,null,7.0440000000000005,0,{"$error":"#DIV/0!"}]
[null,7.0620000000000003,0,0,null,null,null,null,null,null,null,null,null,null,null,null,null,null,null,7.0620000000000003,0,{"$error":"#DIV/0!"}]
[null,7.093,0,0,null,null,null,null,null,null,null,null,null,null,null,null,null,null,null,7.093,0,{"$error":"#DIV/0!"}]
[null,7.1240000000000006,0,0,null,null,null,null,null,null,null,null,null,null,null,null,null,null,null,7.1240000000000006,0,{"$error":"#DIV/0!"}]
[null,7.1429999999999998,0,0,null,null,null,null,null,null,null,null,null,null,null,null,null,null,null,7.1429999999999998,0,{"$error":"#DIV/0!"}]
[null,7.1719999999999997,0,0,null,null,null,null,null,null,null,null,null,null,null,null,null,null,null,7.1719999999999997,0,{"$error":"#DIV/0!"}]
[null,7.2190000000000003,0,0,null,null,null,null,null,null,null,null,null,null,null,null,null,null,null,7.2190000000000003,0,{"$error":"#DIV/0!"}]
[null,7.25,0,0,null,null,null,null,null,null,null,null,null,null,null,null,null,null,null,7.25,0,{"$error":"#DIV/0!"}]
[null,7.266,0,0,null,null,null,null,null,null,null,null,null,null,null,null,null,null,null,7.266,0,{"$error":"#DIV/0!"}]
[null,7.298,0,0,null,null,null,null,null,null,null,null,null,null,null,null,null,null,null,7.298,0,{"$error":"#DIV/0!"}]
[null,7.3289999999999997,0,0,null,null,null,null,null,null,null,null,null,null,null,null,null,null,null,7.3289999999999997,0,{"$error":"#DIV/0!"}]
[null,7.3470000000000004,0,0,null,null,null,null,null,null,null,null,null,null,null,null,null,null,null,7.3470000000000004,0,{"$error":"#DIV/0!"}]
[null,7.3929999999999998,0,0,null,null,null,null,null,null,null,null,null,null,null,null,null,null,null,7.3929999999999998,0,{"$error":"#DIV/0!"}]
[null,7.4080000000000004,0,0,null,null,null,null,null,null,null,null,null,null,null,null,null,null,null,7.4080000000000004,0,{"$error":"#DIV/0!"}]
[null,7.4260000000000002,0,0,null,null,null,null,null,null,null,null,null,null,null,null,null,null,null,7.4260000000000002,0,{"$error":"#DIV/0!"}]
[null,7.4569999999999999,0,0,null,null,null,null,null,null,null,null,null,null,null,null,null,null,null,7.4569999999999999,0,{"$error":"#DIV/0!"}]
[null,7.4880000000000004,0,0,null,null,null,null,null,null,null,null,null,null,null,null,null,null,null,7.4880000000000004,0,{"$error":"#DIV/0!"}]
[null,7.5339999999999998,0,0,null,null,null,null,null,null,null,null,null,null,null,null,null,null,null,7.5339999999999998,0,{"$error":"#DIV/0!"}]
[null,7.5650000000000004,0,0,null,null,null,null,null,null,null,null,null,null,null,null,null,null,null,7.5650000000000004,0,{"$error":"#DIV/0!"}]
[null,7.5830000000000002,0,0,null,null,null,null,null,null,null,null,null,null,null,null,null,null,null,7.5830000000000002,0,{"$error":"#DIV/0!"}]
[null,7.6150000000000002,0,0,null,null,null,null,null,null,null,null,null,null,null,null,null,null,null,7.6150000000000002,0,{"$error":"#DIV/0!"}]
[null,7.6440000000000001,0,0,null,null,null,null,null,null,null,null,null,null,null,null,null,null,null,7.6440000000000001,0,{"$error":"#DIV/0!"}]
[null,7.6619999999999999,0,0,null,null,null,null,null,null,null,null,null,null,null,null,null,null,null,7.6619999999999999,0,{"$error":"#DIV/0!"}]
[null,7.6930000000000005,0,0,null,null,null,null,null,null,null,null,null,null,null,null,null,null,null,7.6930000000000005,0,{"$error":"#DIV/0!"}]
[null,7.7140000000000004,0,0,null,null,null,null,null,null,null,null,null,null,null,null,null,null,null,7.7140000000000004,0,{"$error":"#DIV/0!"}]
[null,7.7700000000000005,0,0,null,null,null,null,null,null,null,null,null,null,null,null,null,null,null,7.7700000000000005,0,{"$error":"#DIV/0!"}]
[null,7.7720000000000002,0,0,null,null,null,null,null,null,null,null,null,null,null,null,null,null,null,7.7720000000000002,0,{"$error":"#DIV/0!"}]
[null,7.819,0,0,null,null,null,null,null,null,null,null,null,null,null,null,null,null,null,7.819,0,{"$error":"#DIV/0!"}]
[null,7.8369999999999997,0,0,null,null,null,null,null,null,null,null,null,null,null,null,null,null,null,7.8369999999999997,0,{"$error":"#DIV/0!"}]
[null,7.88,0,0,null,null,null,null,null,null,null,null,null,null,null,null,null,null,null,7.88,0,{"$error":"#DIV/0!"}]
[null,7.8980000000000006,0,0,null,null,null,null,null,null,null,null,null,null,null,null,null,null,null,7.8980000000000006,0,{"$error":"#DIV/0!"}]
[null,7.9290000000000003,0,0,null,null,null,null,null,null,null,null,null,null,null,null,null,null,null,7.9290000000000003,0,{"$error":"#DIV/0!"}]
[null,7.9640000000000004,0,0,null,null,null,null,null,null,null,null,null,null,null,null,null,null,null,7.9640000000000004,0,{"$error":"#DIV/0!"}]
[null,7.9770000000000003,0,0,null,null,null,null,null,null,null,null,null,null,null,null,null,null,null,7.9770000000000003,0,{"$error":"#DIV/0!"}]
[null,8.0080000000000009,0,0,null,null,null,null,null,null,null,null,null,null,null,null,null,null,null,8.0080000000000009,0,{"$error":"#DIV/0!"}]
[null,8.0549999999999997,0,0,null,null,null,null,null,null,null,null,null,null,null,null,null,null,null,8.0549999999999997,0,{"$error":"#DIV/0!"}]
[null,8.0590000000000011,0,0,null,null,null,null,null,null,null,null,null,null,null,null,null,null,null,8.0590000000000011,0,{"$error":"#DIV/0!"}]
[null,8.0869999999999997,0,0,null,null,null,null,null,null,null,null,null,null,null,null,null,null,null,8.0869999999999997,0,{"$error":"#DIV/0!"}]
[null,8.1340000000000003,0,0,null,null,null,null,null,null,null,null,null,null,null,null,null,null,null,8.1340000000000003,0,{"$error":"#DIV/0!"}]
[null,8.1650000000000009,0,0,null,null,null,null,null,null,null,null,null,null,null,null,null,null,null,8.1650000000000009,0,{"$error":"#DIV/0!"}]
[null,8.1859999999999999,0,0,null,null,null,null,null,null,null,null,null,null,null,null,null,null,null,8.1859999999999999,0,{"$error":"#DIV/0!"}]
[null,8.213000000000001,0,0,null,null,null,null,null,null,null,null,null,null,null,null,null,null,null,8.213000000000001,0,{"$error":"#DIV/0!"}]
[null,8.2439999999999998,0,0,null,null,null,null,null,null,null,null,null,null,null,null,null,null,null,8.2439999999999998,0,{"$error":"#DIV/0!"}]
[null,8.2620000000000005,0,0,null,null,null,null,null,null,null,null,null,null,null,null,null,null,null,8.2620000000000005,0,{"$error":"#DIV/0!"}]
[null,8.3090000000000011,0,0,null,null,null,null,null,null,null,null,null,null,null,null,null,null,null,8.3090000000000011,0,{"$error":"#DIV/0!"}]
[null,8.3390000000000004,0,0,null,null,null,null,null,null,null,null,null,null,null,null,null,null,null,8.3390000000000004,0,{"$error":"#DIV/0!"}]
[null,8.370000000000001,0,0,null,null,null,null,null,null,null,null,null,null,null,null,null,null,null,8.370000000000001,0,{"$error":"#DIV/0!"}]
[null,8.4009999999999998,0,0,null,null,null,null,null,null,null,null,null,null,null,null,null,null,null,8.4009999999999998,0,{"$error":"#DIV/0!"}]
[null,8.4190000000000005,0,0,null,null,null,null,null,null,null,null,null,null,null,null,null,null,null,8.4190000000000005,0,{"$error":"#DIV/0!"}]
[null,8.4380000000000006,0,0,null,null,null,null,null,null,null,null,null,null,null,null,null,null,null,8.4380000000000006,0,{"$error":"#DIV/0!"}]
[null,8.48,0,0,null,null,null,null,null,null,null,null,null,null,null,null,null,null,null,8.48,0,{"$error":"#DIV/0!"}]
[null,8.4979999999999993,0,0,null,null,null,null,null,null,null,null,null,null,null,null,null,null,null,8.4979999999999993,0,{"$error":"#DIV/0!"}]
[null,8.5289999999999999,0,0,null,null,null,null,null,null,null,null,null,null,null,null,null,null,null,8.5289999999999999,0,{"$error":"#DIV/0!"}]
[null,8.5649999999999995,0,0,null,null,null,null,null,null,null,null,null,null,null,null,null,null,null,8.5649999999999995,0,{"$error":"#DIV/0!"}]
[null,8.577,0,0,null,null,null,null,null,null,null,null,null,null,null,null,null,null,null,8.577,0,{"$f":"D8586/$D$3","v":{"$error":"#DIV/0!"}}]
[null,8.6080000000000005,0,0,null,null,null,null,null,null,null,null,null,null,null,null,null,null,null,8.6080000000000005,0,{"$error":"#DIV/0!"}]
[null,8.6549999999999994,0,0,null,null,null,null,null,null,null,null,null,null,null,null,null,null,null,8.6549999999999994,0,{"$error":"#DIV/0!"}]
[null,8.6880000000000006,0,0,null,null,null,null,null,null,null,null,null,null,null,null,null,null,null,8.6880000000000006,0,{"$error":"#DIV/0!"}]
[null,8.7159999999999993,0,0,null,null,null,null,null,null,null,null,null,null,null,null,null,null,null,8.7159999999999993,0,{"$error":"#DIV/0!"}]
[null,8.734,0,0,null,null,null,null,null,null,null,null,null,null,null,null,null,null,null,8.734,0,{"$error":"#DIV/0!"}]
[null,8.7650000000000006,0,0,null,null,null,null,null,null,null,null,null,null,null,null,null,null,null,8.7650000000000006,0,{"$error":"#DIV/0!"}]
[null,8.7870000000000008,0,0,null,null,null,null,null,null,null,null,null,null,null,null,null,null,null,8.7870000000000008,0,{"$error":"#DIV/0!"}]
[null,8.8130000000000006,0,0,null,null,null,null,null,null,null,null,null,null,null,null,null,null,null,8.8130000000000006,0,{"$error":"#DIV/0!"}]
[null,8.8439999999999994,0,0,null,null,null,null,null,null,null,null,null,null,null,null,null,null,null,8.8439999999999994,0,{"$error":"#DIV/0!"}]
[null,8.891,0,0,null,null,null,null,null,null,null,null,null,null,null,null,null,null,null,8.891,0,{"$error":"#DIV/0!"}]
[null,8.91,0,0,null,null,null,null,null,null,null,null,null,null,null,null,null,null,null,8.91,0,{"$error":"#DIV/0!"}]
[null,8.9390000000000001,0,0,null,null,null,null,null,null,null,null,null,null,null,null,null,null,null,8.9390000000000001,0,{"$error":"#DIV/0!"}]
[null,8.9700000000000006,0,0,null,null,null,null,null,null,null,null,null,null,null,null,null,null,null,8.9700000000000006,0,{"$error":"#DIV/0!"}]
[null,9.0009999999999994,0,0,null,null,null,null,null,null,null,null,null,null,null,null,null,null,null,9.0009999999999994,0,{"$error":"#DIV/0!"}]
[null,9.0090000000000003,0,0,null,null,null,null,null,null,null,null,null,null,null,null,null,null,null,9.0090000000000003,0,{"$error":"#DIV/0!"}]
[null,9.0489999999999995,0,0,null,null,null,null,null,null,null,null,null,null,null,null,null,null,null,9.0489999999999995,0,{"$error":"#DIV/0!"}]
[null,9.08,0,0,null,null,null,null,null,null,null,null,null,null,null,null,null,null,null,9.08,0,{"$error":"#DIV/0!"}]
[null,9.0980000000000008,0,0,null,null,null,null,null,null,null,null,null,null,null,null,null,null,null,9.0980000000000008,0,{"$error":"#DIV/0!"}]
[null,9.1319999999999997,0,0,null,null,null,null,null,null,null,null,null,null,null,null,null,null,null,9.1319999999999997,0,{"$error":"#DIV/0!"}]
[null,9.1750000000000007,0,0,null,null,null,null,null,null,null,null,null,null,null,null,null,null,null,9.1750000000000007,0,{"$error":"#DIV/0!"}]
[null,9.2059999999999995,0,0,null,null,null,null,null,null,null,null,null,null,null,null,null,null,null,9.2059999999999995,0,{"$error":"#DIV/0!"}]
[null,9.2370000000000001,0,0,null,null,null,null,null,null,null,null,null,null,null,null,null,null,null,9.2370000000000001,0,{"$error":"#DIV/0!"}]
[null,9.2590000000000003,0,0,null,null,null,null,null,null,null,null,null,null,null,null,null,null,null,9.2590000000000003,0,{"$error":"#DIV/0!"}]
[null,9.2850000000000001,0,0,null,null,null,null,null,null,null,null,null,null,null,null,null,null,null,9.2850000000000001,0,{"$error":"#DIV/0!"}]
[null,9.3030000000000008,0,0,null,null,null,null,null,null,null,null,null,null,null,null,null,null,null,9.3030000000000008,0,{"$error":"#DIV/0!"}]
[null,9.3339999999999996,0,0,null,null,null,null,null,null,null,null,null,null,null,null,null,null,null,9.3339999999999996,0,{"$error":"#DIV/0!"}]
[null,9.354000000000001,0,0,null,null,null,null,null,null,null,null,null,null,null,null,null,null,null,9.354000000000001,0,{"$error":"#DIV/0!"}]
[null,9.3819999999999997,0,0,null,null,null,null,null,null,null,null,null,null,null,null,null,null,null,9.3819999999999997,0,{"$error":"#DIV/0!"}]
[null,9.4130000000000003,0,0,null,null,null,null,null,null,null,null,null,null,null,null,null,null,null,9.4130000000000003,0,{"$error":"#DIV/0!"}]
[null,9.4440000000000008,0,0,null,null,null,null,null,null,null,null,null,null,null,null,null,null,null,9.4440000000000008,0,{"$error":"#DIV/0!"}]
[null,9.4809999999999999,0,0,null,null,null,null,null,null,null,null,null,null,null,null,null,null,null,9.4809999999999999,0,{"$error":"#DIV/0!"}]
[null,9.5210000000000008,0,0,null,null,null,null,null,null,null,null,null,null,null,null,null,null,null,9.5210000000000008,0,{"$error":"#DIV/0!"}]
[null,9.5389999999999997,0,0,null,null,null,null,null,null,null,null,null,null,null,null,null,null,null,9.5389999999999997,0,{"$error":"#DIV/0!"}]
[null,9.57,0,0,null,null,null,null,null,null,null,null,null,null,null,null,null,null,null,9.57,0,{"$error":"#DIV/0!"}]
[null,9.604000000000001,0,0,null,null,null,null,null,null,null,null,null,null,null,null,null,null,null,9.604000000000001,0,{"$error":"#DIV/0!"}]
[null,9.6180000000000003,0,0,null,null,null,null,null,null,null,null,null,null,null,null,null,null,null,9.6180000000000003,0,{"$error":"#DIV/0!"}]
[null,9.6490000000000009,0,0,null,null,null,null,null,null,null,null,null,null,null,null,null,null,null,9.6490000000000009,0,{"$error":"#DIV/0!"}]
[null,9.68,0,0,null,null,null,null,null,null,null,null,null,null,null,null,null,null,null,9.68,0,{"$error":"#DIV/0!"}]
[null,9.7029999999999994,0,0,null,null,null,null,null,null,null,null,null,null,null,null,null,null,null,9.7029999999999994,0,{"$error":"#DIV/0!"}]
[null,9.7279999999999998,0,0,null,null,null,null,null,null,null,null,null,null,null,null,null,null,null,9.7279999999999998,0,{"$error":"#DIV/0!"}]
[null,9.7750000000000004,0,0,null,null,null,null,null,null,null,null,null,null,null,null,null,null,null,9.7750000000000004,0,{"$error":"#DIV/0!"}]
[null,9.8060000000000009,0,0,null,null,null,null,null,null,null,null,null,null,null,null,null,null,null,9.8060000000000009,0,{"$error":"#DIV/0!"}]
[null,9.8260000000000005,0,0,null,null,null,null,null,null,null,null,null,null,null,null,null,null,null,9.8260000000000005,0,{"$error":"#DIV/0!"}]
[null,9.854000000000001,0,0,null,null,null,null,null,null,null,null,null,null,null,null,null,null,null,9.854000000000001,0,{"$error":"#DIV/0!"}]
[null,9.8849999999999998,0,0,null,null,null,null,null,null,null,null,null,null,null,null,null,null,null,9.8849999999999998,0,{"$error":"#DIV/0!"}]
[null,9.9030000000000005,0,0,null,null,null,null,null,null,null,null,null,null,null,null,null,null,null,9.9030000000000005,0,{"$error":"#DIV/0!"}]
[null,9.9529999999999994,0,0,null,null,null,null,null,null,null,null,null,null,null,null,null,null,null,9.9529999999999994,0,{"$error":"#DIV/0!"}]
[null,9.9640000000000004,0,0,null,null,null,null,null,null,null,null,null,null,null,null,null,null,null,9.9640000000000004,0,{"$error":"#DIV/0!"}]
[null,10.011000000000001,0,0,null,null,null,null,null,null,null,null,null,null,null,null,null,null,null,10.011000000000001,0,{"$error":"#DIV/0!"}]
[null,10.042,0,0,null,null,null,null,null,null,null,null,null,null,null,null,null,null,null,10.042,0,{"$error":"#DIV/0!"}]
[null,10.044,0,0,null,null,null,null,null,null,null,null,null,null,null,null,null,null,null,10.044,0,{"$error":"#DIV/0!"}]
[null,10.082000000000001,0,0,null,null,null,null,null,null,null,null,null,null,null,null,null,null,null,10.082000000000001,0,{"$error":"#DIV/0!"}]
[null,10.121,0,0,null,null,null,null,null,null,null,null,null,null,null,null,null,null,null,10.121,0,{"$error":"#DIV/0!"}]
[null,10.138999999999999,0,0,null,null,null,null,null,null,null,null,null,null,null,null,null,null,null,10.138999999999999,0,{"$error":"#DIV/0!"}]
[null,10.17,0,0,null,null,null,null,null,null,null,null,null,null,null,null,null,null,null,10.17,0,{"$error":"#DIV/0!"}]
[null,10.205,0,0,null,null,null,null,null,null,null,null,null,null,null,null,null,null,null,10.205,0,{"$error":"#DIV/0!"}]
[null,10.218,0,0,null,null,null,null,null,null,null,null,null,null,null,null,null,null,null,10.218,0,{"$error":"#DIV/0!"}]
[null,10.249000000000001,0,0,null,null,null,null,null,null,null,null,null,null,null,null,null,null,null,10.249000000000001,0,{"$error":"#DIV/0!"}]
[null,10.295999999999999,0,0,null,null,null,null,null,null,null,null,null,null,null,null,null,null,null,10.295999999999999,0,{"$error":"#DIV/0!"}]
[null,10.304,0,0,null,null,null,null,null,null,null,null,null,null,null,null,null,null,null,10.304,0,{"$error":"#DIV/0!"}]
[null,10.357000000000001,0,0,null,null,null,null,null,null,null,null,null,null,null,null,null,null,null,10.357000000000001,0,{"$error":"#DIV/0!"}]
[null,10.375,0,0,null,null,null,null,null,null,null,null,null,null,null,null,null,null,null,10.375,0,{"$error":"#DIV/0!"}]
[null,10.406000000000001,0,0,null,null,null,null,null,null,null,null,null,null,null,null,null,null,null,10.406000000000001,0,{"$error":"#DIV/0!"}]
[null,10.427,0,0,null,null,null,null,null,null,null,null,null,null,null,null,null,null,null,10.427,0,{"$error":"#DIV/0!"}]
[null,10.454000000000001,0,0,null,null,null,null,null,null,null,null,null,null,null,null,null,null,null,10.454000000000001,0,{"$error":"#DIV/0!"}]
[null,10.484999999999999,0,0,null,null,null,null,null,null,null,null,null,null,null,null,null,null,null,10.484999999999999,0,{"$error":"#DIV/0!"}]
[null,10.503,0,0,null,null,null,null,null,null,null,null,null,null,null,null,null,null,null,10.503,0,{"$error":"#DIV/0!"}]
[null,10.554,0,0,null,null,null,null,null,null,null,null,null,null,null,null,null,null,null,10.554,0,{"$error":"#DIV/0!"}]
[null,10.564,0,0,null,null,null,null,null,null,null,null,null,null,null,null,null,null,null,10.564,0,{"$error":"#DIV/0!"}]
[null,10.611000000000001,0,0,null,null,null,null,null,null,null,null,null,null,null,null,null,null,null,10.611000000000001,0,{"$error":"#DIV/0!"}]
[null,10.641999999999999,0,0,null,null,null,null,null,null,null,null,null,null,null,null,null,null,null,10.641999999999999,0,{"$error":"#DIV/0!"}]
[null,10.649000000000001,0,0,null,null,null,null,null,null,null,null,null,null,null,null,null,null,null,10.649000000000001,0,{"$error":"#DIV/0!"}]
[null,10.69,0,0,null,null,null,null,null,null,null,null,null,null,null,null,null,null,null,10.69,0,{"$error":"#DIV/0!"}]
[null,10.721,0,0,null,null,null,null,null,null,null,null,null,null,null,null,null,null,null,10.721,0,{"$error":"#DIV/0!"}]
[null,10.739000000000001,0,0,null,null,null,null,null,null,null,null,null,null,null,null,null,null,null,10.739000000000001,0,{"$error":"#DIV/0!"}]
[null,10.776,0,0,null,null,null,null,null,null,null,null,null,null,null,null,null,null,null,10.776,0,{"$error":"#DIV/0!"}]
[null,10.8,0,0,null,null,null,null,null,null,null,null,null,null,null,null,null,null,null,10.8,0,{"$error":"#DIV/0!"}]
[null,10.847,0,0,null,null,null,null,null,null,null,null,null,null,null,null,null,null,null,10.847,0,{"$error":"#DIV/0!"}]
[null,10.849,0,0,null,null,null,null,null,null,null,null,null,null,null,null,null,null,null,10.849,0,{"$error":"#DIV/0!"}]
[null,10.903,0,0,null,null,null,null,null,null,null,null,null,null,null,null,null,null,null,10.903,0,{"$error":"#DIV/0!"}]
[null,10.926,0,0,null,null,null,null,null,null,null,null,null,null,null,null,null,null,null,10.926,0,{"$error":"#DIV/0!"}]
[null,10.957000000000001,0,0,null,null,null,null,null,null,null,null,null,null,null,null,null,null,null,10.957000000000001,0,{"$error":"#DIV/0!"}]
[null,10.975,0,0,null,null,null,null,null,null,null,null,null,null,null,null,null,null,null,10.975,0,{"$error":"#DIV/0!"}]
[null,10.998000000000001,0,0,null,null,null,null,null,null,null,null,null,null,null,null,null,null,null,10.998000000000001,0,{"$error":"#DIV/0!"}]
[null,11.036,0,0,null,null,null,null,null,null,null,null,null,null,null,null,null,null,null,11.036,0,{"$error":"#DIV/0!"}]
[null,11.054,0,0,null,null,null,null,null,null,null,null,null,null,null,null,null,null,null,11.054,0,{"$error":"#DIV/0!"}]
[null,11.085000000000001,0,0,null,null,null,null,null,null,null,null,null,null,null,null,null,null,null,11.085000000000001,0,{"$error":"#DIV/0!"}]
[null,11.125,0,0,null,null,null,null,null,null,null,null,null,null,null,null,null,null,null,11.125,0,{"$error":"#DIV/0!"}]
[null,11.162000000000001,0,0,null,null,null,null,null,null,null,null,null,null,null,null,null,null,null,11.162000000000001,0,{"$error":"#DIV/0!"}]
[null,11.164,0,0,null,null,null,null,null,null,null,null,null,null,null,null,null,null,null,11.164,0,{"$error":"#DIV/0!"}]
[null,11.211,0,0,null,null,null,null,null,null,null,null,null,null,null,null,null,null,null,11.211,0,{"$error":"#DIV/0!"}]
[null,11.248000000000001,0,0,null,null,null,null,null,null,null,null,null,null,null,null,null,null,null,11.248000000000001,0,{"$error":"#DIV/0!"}]
[null,11.272,0,0,null,null,null,null,null,null,null,null,null,null,null,null,null,null,null,11.272,0,{"$error":"#DIV/0!"}]
[null,11.290000000000001,0,0,null,null,null,null,null,null,null,null,null,null,null,null,null,null,null,11.290000000000001,0,{"$error":"#DIV/0!"}]
[null,11.321,0,0,null,null,null,null,null,null,null,null,null,null,null,null,null,null,null,11.321,0,{"$error":"#DIV/0!"}]
[null,11.347,0,0,null,null,null,null,null,null,null,null,null,null,null,null,null,null,null,11.347,0,{"$error":"#DIV/0!"}]
[null,11.369,0,0,null,null,null,null,null,null,null,null,null,null,null,null,null,null,null,11.369,0,{"$error":"#DIV/0!"}]
[null,11.4,0,0,null,null,null,null,null,null,null,null,null,null,null,null,null,null,null,11.4,0,{"$error":"#DIV/0!"}]
[null,11.447000000000001,0,0,null,null,null,null,null,null,null,null,null,null,null,null,null,null,null,11.447000000000001,0,{"$error":"#DIV/0!"}]
[null,11.47,0,0,null,null,null,null,null,null,null,null,null,null,null,null,null,null,null,11.47,0,{"$error":"#DIV/0!"}]
[null,11.495000000000001,0,0,null,null,null,null,null,null,null,null,null,null,null,null,null,null,null,11.495000000000001,0,{"$error":"#DIV/0!"}]
[null,11.526,0,0,null,null,null,null,null,null,null,null,null,null,null,null,null,null,null,11.526,0,{"$error":"#DIV/0!"}]
[null,11.557,0,0,null,null,null,null,null,null,null,null,null,null,null,null,null,null,null,11.557,0,{"$error":"#DIV/0!"}]
[null,11.575000000000001,0,0,null,null,null,null,null,null,null,null,null,null,null,null,null,null,null,11.575000000000001,0,{"$error":"#DIV/0!"}]
[null,11.599,0,0,null,null,null,null,null,null,null,null,null,null,null,null,null,null,null,11.599,0,{"$error":"#DIV/0!"}]
[null,11.636000000000001,0,0,null,null,null,null,null,null,null,null,null,null,null,null,null,null,null,11.636000000000001,0,{"$error":"#DIV/0!"}]
[null,11.654,0,0,null,null,null,null,null,null,null,null,null,null,null,null,null,null,null,11.654,0,{"$error":"#DIV/0!"}]
[null,11.685,0,0,null,null,null,null,null,null,null,null,null,null,null,null,null,null,null,11.685,0,{"$error":"#DIV/0!"}]
[null,11.726000000000001,0,0,null,null,null,null,null,null,null,null,null,null,null,null,null,null,null,11.726000000000001,0,{"$error":"#DIV/0!"}]
[null,11.762,0,0,null,null,null,null,null,null,null,null,null,null,null,null,null,null,null,11.762,0,{"$error":"#DIV/0!"}]
[null,11.793000000000001,0,0,null,null,null,null,null,null,null,null,null,null,null,null,null,null,null,11.793000000000001,0,{"$error":"#DIV/0!"}]
[null,11.811,0,0,null,null,null,null,null,null,null,null,null,null,null,null,null,null,null,11.811,0,{"$error":"#DIV/0!"}]
[null,11.849,0,0,null,null,null,null,null,null,null,null,null,null,null,null,null,null,null,11.849,0,{"$error":"#DIV/0!"}]
[null,11.859,0,0,null,null,null,null,null,null,null,null,null,null,null,null,null,null,null,11.859,0,{"$error":"#DIV/0!"}]
[null,11.89,0,0,null,null,null,null,null,null,null,null,null,null,null,null,null,null,null,11.89,0,{"$error":"#DIV/0!"}]
[null,11.920999999999999,0,0,null,null,null,null,null,null,null,null,null,null,null,null,null,null,null,11.920999999999999,0,{"$error":"#DIV/0!"}]
[null,11.948,0,0,null,null,null,null,null,null,null,null,null,null,null,null,null,null,null,11.948,0,{"$error":"#DIV/0!"}]
[null,11.968999999999999,0,0,null,null,null,null,null,null,null,null,null,null,null,null,null,null,null,11.968999999999999,0,{"$f":"D11978/$D$3","v":{"$error":"#DIV/0!"}}]
[null,12,0,0,null,null,null,null,null,null,null,null,null,null,null,null,null,null,null,12,0,{"$error":"#DIV/0!"}]
[null,12.047000000000001,0,0,null,null,null,null,null,null,null,null,null,null,null,null,null,null,null,12.047000000000001,0,{"$error":"#DIV/0!"}]
[null,12.071,0,0,null,null,null,null,null,null,null,null,null,null,null,null,null,null,null,12.071,0,{"$error":"#DIV/0!"}]
[null,12.095000000000001,0,0,null,null,null,null,null,null,null,null,null,null,null,null,null,null,null,12.095000000000001,0,{"$error":"#DIV/0!"}]
[null,12.125999999999999,0,0,null,null,null,null,null,null,null,null,null,null,null,null,null,null,null,12.125999999999999,0,{"$error":"#DIV/0!"}]
[null,12.157,0,0,null,null,null,null,null,null,null,null,null,null,null,null,null,null,null,12.157,0,{"$error":"#DIV/0!"}]
[null,12.198,0,0,null,null,null,null,null,null,null,null,null,null,null,null,null,null,null,12.198,0,{"$error":"#DIV/0!"}]
[null,12.205,0,0,null,null,null,null,null,null,null,null,null,null,null,null,null,null,null,12.205,0,{"$error":"#DIV/0!"}]
[null,12.236000000000001,0,0,null,null,null,null,null,null,null,null,null,null,null,null,null,null,null,12.236000000000001,0,{"$error":"#DIV/0!"}]
[null,12.282999999999999,0,0,null,null,null,null,null,null,null,null,null,null,null,null,null,null,null,12.282999999999999,0,{"$error":"#DIV/0!"}]
[null,12.293000000000001,0,0,null,null,null,null,null,null,null,null,null,null,null,null,null,null,null,12.293000000000001,0,{"$error":"#DIV/0!"}]
[null,12.331,0,0,null,null,null,null,null,null,null,null,null,null,null,null,null,null,null,12.331,0,{"$error":"#DIV/0!"}]
[null,12.362,0,0,null,null,null,null,null,null,null,null,null,null,null,null,null,null,null,12.362,0,{"$error":"#DIV/0!"}]
[null,12.393000000000001,0,0,null,null,null,null,null,null,null,null,null,null,null,null,null,null,null,12.393000000000001,0,{"$error":"#DIV/0!"}]
[null,12.42,0,0,null,null,null,null,null,null,null,null,null,null,null,null,null,null,null,12.42,0,{"$error":"#DIV/0!"}]
[null,12.441000000000001,0,0,null,null,null,null,null,null,null,null,null,null,null,null,null,null,null,12.441000000000001,0,{"$error":"#DIV/0!"}]
[null,12.459,0,0,null,null,null,null,null,null,null,null,null,null,null,null,null,null,null,12.459,0,{"$error":"#DIV/0!"}]
[null,12.49,0,0,null,null,null,null,null,null,null,null,null,null,null,null,null,null,null,12.49,0,{"$error":"#DIV/0!"}]
[null,12.543000000000001,0,0,null,null,null,null,null,null,null,null,null,null,null,null,null,null,null,12.543000000000001,0,{"$error":"#DIV/0!"}]
[null,12.567,0,0,null,null,null,null,null,null,null,null,null,null,null,null,null,null,null,12.567,0,{"$error":"#DIV/0!"}]
[null,12.598000000000001,0,0,null,null,null,null,null,null,null,null,null,null,null,null,null,null,null,12.598000000000001,0,{"$error":"#DIV/0!"}]
[null,12.629,0,0,null,null,null,null,null,null,null,null,null,null,null,null,null,null,null,12.629,0,{"$error":"#DIV/0!"}]
[null,12.641999999999999,0,0,null,null,null,null,null,null,null,null,null,null,null,null,null,null,null,12.641999999999999,0,{"$error":"#DIV/0!"}]
[null,12.677,0,0,null,null,null,null,null,null,null,null,null,null,null,null,null,null,null,12.677,0,{"$error":"#DIV/0!"}]
[null,12.695,0,0,null,null,null,null,null,null,null,null,null,null,null,null,null,null,null,12.695,0,{"$error":"#DIV/0!"}]
[null,12.726000000000001,0,0,null,null,null,null,null,null,null,null,null,null,null,null,null,null,null,12.726000000000001,0,{"$error":"#DIV/0!"}]
[null,12.765000000000001,0,0,null,null,null,null,null,null,null,null,null,null,null,null,null,null,null,12.765000000000001,0,{"$error":"#DIV/0!"}]
[null,12.774000000000001,0,0,null,null,null,null,null,null,null,null,null,null,null,null,null,null,null,12.774000000000001,0,{"$error":"#DIV/0!"}]
[null,12.805,0,0,null,null,null,null,null,null,null,null,null,null,null,null,null,null,null,12.805,0,{"$error":"#DIV/0!"}]
[null,12.852,0,0,null,null,null,null,null,null,null,null,null,null,null,null,null,null,null,12.852,0,{"$error":"#DIV/0!"}]
[null,12.864000000000001,0,0,null,null,null,null,null,null,null,null,null,null,null,null,null,null,null,12.864000000000001,0,{"$error":"#DIV/0!"}]
[null,12.913,0,0,null,null,null,null,null,null,null,null,null,null,null,null,null,null,null,12.913,0,{"$error":"#DIV/0!"}]
[null,12.931000000000001,0,0,null,null,null,null,null,null,null,null,null,null,null,null,null,null,null,12.931000000000001,0,{"$error":"#DIV/0!"}]
[null,12.962,0,0,null,null,null,null,null,null,null,null,null,null,null,null,null,null,null,12.962,0,{"$error":"#DIV/0!"}]
[null,12.987,0,0,null,null,null,null,null,null,null,null,null,null,null,null,null,null,null,12.987,0,{"$error":"#DIV/0!"}]
[null,13.01,0,0,null,null,null,null,null,null,null,null,null,null,null,null,null,null,null,13.01,0,{"$error":"#DIV/0!"}]
[null,13.041,0,0,null,null,null,null,null,null,null,null,null,null,null,null,null,null,null,13.041,0,{"$error":"#DIV/0!"}]
[null,13.088000000000001,0,0,null,null,null,null,null,null,null,null,null,null,null,null,null,null,null,13.088000000000001,0,{"$error":"#DIV/0!"}]
[null,13.114000000000001,0,0,null,null,null,null,null,null,null,null,null,null,null,null,null,null,null,13.114000000000001,0,{"$error":"#DIV/0!"}]
[null,13.120000000000001,0,0,null,null,null,null,null,null,null,null,null,null,null,null,null,null,null,13.120000000000001,0,{"$error":"#DIV/0!"}]
[null,13.167,0,0,null,null,null,null,null,null,null,null,null,null,null,null,null,null,null,13.167,0,{"$error":"#DIV/0!"}]
[null,13.198,0,0,null,null,null,null,null,null,null,null,null,null,null,null,null,null,null,13.198,0,{"$error":"#DIV/0!"}]
[null,13.229000000000001,0,0,null,null,null,null,null,null,null,null,null,null,null,null,null,null,null,13.229000000000001,0,{"$error":"#DIV/0!"}]
[null,13.243,0,0,null,null,null,null,null,null,null,null,null,null,null,null,null,null,null,13.243,0,{"$error":"#DIV/0!"}]
[null,13.277000000000001,0,0,null,null,null,null,null,null,null,null,null,null,null,null,null,null,null,13.277000000000001,0,{"$error":"#DIV/0!"}]
[null,13.295,0,0,null,null,null,null,null,null,null,null,null,null,null,null,null,null,null,13.295,0,{"$error":"#DIV/0!"}]
[null,13.326000000000001,0,0,null,null,null,null,null,null,null,null,null,null,null,null,null,null,null,13.326000000000001,0,{"$error":"#DIV/0!"}]
[null,13.366,0,0,null,null,null,null,null,null,null,null,null,null,null,null,null,null,null,13.366,0,{"$error":"#DIV/0!"}]
[null,13.403,0,0,null,null,null,null,null,null,null,null,null,null,null,null,null,null,null,13.403,0,{"$error":"#DIV/0!"}]
[null,13.434000000000001,0,0,null,null,null,null,null,null,null,null,null,null,null,null,null,null,null,13.434000000000001,0,{"$error":"#DIV/0!"}]
[null,13.452,0,0,null,null,null,null,null,null,null,null,null,null,null,null,null,null,null,13.452,0,{"$error":"#DIV/0!"}]
[null,13.465,0,0,null,null,null,null,null,null,null,null,null,null,null,null,null,null,null,13.465,0,{"$error":"#DIV/0!"}]
[null,13.513,0,0,null,null,null,null,null,null,null,null,null,null,null,null,null,null,null,13.513,0,{"$error":"#DIV/0!"}]
[null,13.531000000000001,0,0,null,null,null,null,null,null,null,null,null,null,null,null,null,null,null,13.531000000000001,0,{"$error":"#DIV/0!"}]
[null,13.562000000000001,0,0,null,null,null,null,null,null,null,null,null,null,null,null,null,null,null,13.562000000000001,0,{"$error":"#DIV/0!"}]
[null,13.588000000000001,0,0,null,null,null,null,null,null,null,null,null,null,null,null,null,null,null,13.588000000000001,0,{"$error":"#DIV/0!"}]
[null,13.61,0,0,null,null,null,null,null,null,null,null,null,null,null,null,null,null,null,13.61,0,{"$error":"#DIV/0!"}]
[null,13.641,0,0,null,null,null,null,null,null,null,null,null,null,null,null,null,null,null,13.641,0,{"$error":"#DIV/0!"}]
[null,13.688000000000001,0,0,null,null,null,null,null,null,null,null,null,null,null,null,null,null,null,13.688000000000001,0,{"$error":"#DIV/0!"}]
[null,13.715,0,0,null,null,null,null,null,null,null,null,null,null,null,null,null,null,null,13.715,0,{"$error":"#DIV/0!"}]
[null,13.749000000000001,0,0,null,null,null,null,null,null,null,null,null,null,null,null,null,null,null,13.749000000000001,0,{"$error":"#DIV/0!"}]
[null,13.766999999999999,0,0,null,null,null,null,null,null,null,null,null,null,null,null,null,null,null,13.766999999999999,0,{"$error":"#DIV/0!"}]
[null,13.798,0,0,null,null,null,null,null,null,null,null,null,null,null,null,null,null,null,13.798,0,{"$error":"#DIV/0!"}]
[null,13.81,0,0,null,null,null,null,null,null,null,null,null,null,null,null,null,null,null,13.81,0,{"$error":"#DIV/0!"}]
[null,13.846,0,0,null,null,null,null,null,null,null,null,null,null,null,null,null,null,null,13.846,0,{"$error":"#DIV/0!"}]
[null,13.877000000000001,0,0,null,null,null,null,null,null,null,null,null,null,null,null,null,null,null,13.877000000000001,0,{"$error":"#DIV/0!"}]
[null,13.923999999999999,0,0,null,null,null,null,null,null,null,null,null,null,null,null,null,null,null,13.923999999999999,0,{"$error":"#DIV/0!"}]
[null,13.937000000000001,0,0,null,null,null,null,null,null,null,null,null,null,null,null,null,null,null,13.937000000000001,0,{"$error":"#DIV/0!"}]
[null,13.956,0,0,null,null,null,null,null,null,null,null,null,null,null,null,null,null,null,13.956,0,{"$error":"#DIV/0!"}]
[null,14.003,0,0,null,null,null,null,null,null,null,null,null,null,null,null,null,null,null,14.003,0,{"$error":"#DIV/0!"}]
[null,14.034000000000001,0,0,null,null,null,null,null,null,null,null,null,null,null,null,null,null,null,14.034000000000001,0,{"$error":"#DIV/0!"}]
[null,14.064,0,0,null,null,null,null,null,null,null,null,null,null,null,null,null,null,null,14.064,0,{"$error":"#DIV/0!"}]
[null,14.082000000000001,0,0,null,null,null,null,null,null,null,null,null,null,null,null,null,null,null,14.082000000000001,0,{"$error":"#DIV/0!"}]
[null,14.113,0,0,null,null,null,null,null,null,null,null,null,null,null,null,null,null,null,14.113,0,{"$error":"#DIV/0!"}]
[null,14.131,0,0,null,null,null,null,null,null,null,null,null,null,null,null,null,null,null,14.131,0,{"$error":"#DIV/0!"}]
[null,14.159000000000001,0,0,null,null,null,null,null,null,null,null,null,null,null,null,null,null,null,14.159000000000001,0,{"$error":"#DIV/0!"}]
[null,14.192,0,0,null,null,null,null,null,null,null,null,null,null,null,null,null,null,null,14.192,0,{"$error":"#DIV/0!"}]
[null,14.239000000000001,0,0,null,null,null,null,null,null,null,null,null,null,null,null,null,null,null,14.239000000000001,0,{"$error":"#DIV/0!"}]
[null,14.241,0,0,null,null,null,null,null,null,null,null,null,null,null,null,null,null,null,14.241,0,{"$error":"#DIV/0!"}]
[null,14.286,0,0,null,null,null,null,null,null,null,null,null,null,null,null,null,null,null,14.286,0,{"$error":"#DIV/0!"}]
[null,14.318,0,0,null,null,null,null,null,null,null,null,null,null,null,null,null,null,null,14.318,0,{"$error":"#DIV/0!"}]
[null,14.349,0,0,null,null,null,null,null,null,null,null,null,null,null,null,null,null,null,14.349,0,{"$error":"#DIV/0!"}]
[null,14.367000000000001,0,0,null,null,null,null,null,null,null,null,null,null,null,null,null,null,null,14.367000000000001,0,{"$error":"#DIV/0!"}]
[null,14.409000000000001,0,0,null,null,null,null,null,null,null,null,null,null,null,null,null,null,null,14.409000000000001,0,{"$error":"#DIV/0!"}]
[null,14.415000000000001,0,0,null,null,null,null,null,null,null,null,null,null,null,null,null,null,null,14.415000000000001,0,{"$error":"#DIV/0!"}]
[null,14.446,0,0,null,null,null,null,null,null,null,null,null,null,null,null,null,null,null,14.446,0,{"$error":"#DIV/0!"}]
[null,14.477,0,0,null,null,null,null,null,null,null,null,null,null,null,null,null,null,null,14.477,0,{"$error":"#DIV/0!"}]
[null,14.508000000000001,0,0,null,null,null,null,null,null,null,null,null,null,null,null,null,null,null,14.508000000000001,0,{"$error":"#DIV/0!"}]
[null,14.554,0,0,null,null,null,null,null,null,null,null,null,null,null,null,null,null,null,14.554,0,{"$error":"#DIV/0!"}]
[null,14.585000000000001,0,0,null,null,null,null,null,null,null,null,null,null,null,null,null,null,null,14.585000000000001,0,{"$error":"#DIV/0!"}]
[null,14.603,0,0,null,null,null,null,null,null,null,null,null,null,null,null,null,null,null,14.603,0,{"$error":"#DIV/0!"}]
[null,14.631,0,0,null,null,null,null,null,null,null,null,null,null,null,null,null,null,null,14.631,0,{"$error":"#DIV/0!"}]
[null,14.651,0,0,null,null,null,null,null,null,null,null,null,null,null,null,null,null,null,14.651,0,{"$error":"#DIV/0!"}]
[null,14.682,0,0,null,null,null,null,null,null,null,null,null,null,null,null,null,null,null,14.682,0,{"$error":"#DIV/0!"}]
[null,14.713000000000001,0,0,null,null,null,null,null,null,null,null,null,null,null,null,null,null,null,14.713000000000001,0,{"$error":"#DIV/0!"}]
[null,14.73,0,0,null,null,null,null,null,null,null,null,null,null,null,null,null,null,null,14.73,0,{"$error":"#DIV/0!"}]
[null,14.761000000000001,0,0,null,null,null,null,null,null,null,null,null,null,null,null,null,null,null,14.761000000000001,0,{"$error":"#DIV/0!"}]
[null,14.792,0,0,null,null,null,null,null,null,null,null,null,null,null,null,null,null,null,14.792,0,{"$error":"#DIV/0!"}]
[null,14.839,0,0,null,null,null,null,null,null,null,null,null,null,null,null,null,null,null,14.839,0,{"$error":"#DIV/0!"}]
[null,14.870000000000001,0,0,null,null,null,null,null,null,null,null,null,null,null,null,null,null,null,14.870000000000001,0,{"$error":"#DIV/0!"}]
[null,14.887,0,0,null,null,null,null,null,null,null,null,null,null,null,null,null,null,null,14.887,0,{"$error":"#DIV/0!"}]
[null,14.918000000000001,0,0,null,null,null,null,null,null,null,null,null,null,null,null,null,null,null,14.918000000000001,0,{"$error":"#DIV/0!"}]
[null,14.949,0,0,null,null,null,null,null,null,null,null,null,null,null,null,null,null,null,14.949,0,{"$error":"#DIV/0!"}]
[null,14.967000000000001,0,0,null,null,null,null,null,null,null,null,null,null,null,null,null,null,null,14.967000000000001,0,{"$error":"#DIV/0!"}]
[null,15.01,0,0,null,null,null,null,null,null,null,null,null,null,null,null,null,null,null,15.01,0,{"$error":"#DIV/0!"}]
[null,15.044,0,0,null,null,null,null,null,null,null,null,null,null,null,null,null,null,null,15.044,0,{"$error":"#DIV/0!"}]
[null,15.046000000000001,0,0,null,null,null,null,null,null,null,null,null,null,null,null,null,null,null,15.046000000000001,0,{"$error":"#DIV/0!"}]
[null,15.077,0,0,null,null,null,null,null,null,null,null,null,null,null,null,null,null,null,15.077,0,{"$error":"#DIV/0!"}]
[null,15.109,0,0,null,null,null,null,null,null,null,null,null,null,null,null,null,null,null,15.109,0,{"$error":"#DIV/0!"}]
[null,15.154,0,0,null,null,null,null,null,null,null,null,null,null,null,null,null,null,null,15.154,0,{"$error":"#DIV/0!"}]
[null,15.185,0,0,null,null,null,null,null,null,null,null,null,null,null,null,null,null,null,15.185,0,{"$error":"#DIV/0!"}]
[null,15.203000000000001,0,0,null,null,null,null,null,null,null,null,null,null,null,null,null,null,null,15.203000000000001,0,{"$error":"#DIV/0!"}]
[null,15.232000000000001,0,0,null,null,null,null,null,null,null,null,null,null,null,null,null,null,null,15.232000000000001,0,{"$error":"#DIV/0!"}]
[null,15.250999999999999,0,0,null,null,null,null,null,null,null,null,null,null,null,null,null,null,null,15.250999999999999,0,{"$error":"#DIV/0!"}]
[null,15.282,0,0,null,null,null,null,null,null,null,null,null,null,null,null,null,null,null,15.282,0,{"$error":"#DIV/0!"}]
[null,15.313000000000001,0,0,null,null,null,null,null,null,null,null,null,null,null,null,null,null,null,15.313000000000001,0,{"$error":"#DIV/0!"}]
[null,15.359,0,0,null,null,null,null,null,null,null,null,null,null,null,null,null,null,null,15.359,0,{"$error":"#DIV/0!"}]
[null,15.39,0,0,null,null,null,null,null,null,null,null,null,null,null,null,null,null,null,15.39,0,{"$error":"#DIV/0!"}]
[null,15.391999999999999,0,0,null,null,null,null,null,null,null,null,null,null,null,null,null,null,null,15.391999999999999,0,{"$error":"#DIV/0!"}]
[null,15.439,0,0,null,null,null,null,null,null,null,null,null,null,null,null,null,null,null,15.439,0,{"$error":"#DIV/0!"}]
[null,15.454000000000001,0,0,null,null,null,null,null,null,null,null,null,null,null,null,null,null,null,15.454000000000001,0,{"$error":"#DIV/0!"}]
[null,15.487,0,0,null,null,null,null,null,null,null,null,null,null,null,null,null,null,null,15.487,0,{"$error":"#DIV/0!"}]
[null,15.518000000000001,0,0,null,null,null,null,null,null,null,null,null,null,null,null,null,null,null,15.518000000000001,0,{"$error":"#DIV/0!"}]
[null,15.548999999999999,0,0,null,null,null,null,null,null,null,null,null,null,null,null,null,null,null,15.548999999999999,0,{"$error":"#DIV/0!"}]
[null,15.581,0,0,null,null,null,null,null,null,null,null,null,null,null,null,null,null,null,15.581,0,{"$error":"#DIV/0!"}]
[null,15.597,0,0,null,null,null,null,null,null,null,null,null,null,null,null,null,null,null,15.597,0,{"$error":"#DIV/0!"}]
[null,15.644,0,0,null,null,null,null,null,null,null,null,null,null,null,null,null,null,null,15.644,0,{"$error":"#DIV/0!"}]
[null,15.675000000000001,0,0,null,null,null,null,null,null,null,null,null,null,null,null,null,null,null,15.675000000000001,0,{"$error":"#DIV/0!"}]
[null,15.704000000000001,0,0,null,null,null,null,null,null,null,null,null,null,null,null,null,null,null,15.704000000000001,0,{"$error":"#DIV/0!"}]
[null,15.723000000000001,0,0,null,null,null,null,null,null,null,null,null,null,null,null,null,null,null,15.723000000000001,0,{"$error":"#DIV/0!"}]
[null,15.754,0,0,null,null,null,null,null,null,null,null,null,null,null,null,null,null,null,15.754,0,{"$error":"#DIV/0!"}]
[null,15.785,0,0,null,null,null,null,null,null,null,null,null,null,null,null,null,null,null,15.785,0,{"$error":"#DIV/0!"}]
[null,15.803000000000001,0,0,null,null,null,null,null,null,null,null,null,null,null,null,null,null,null,15.803000000000001,0,{"$error":"#DIV/0!"}]
[null,15.833,0,0,null,null,null,null,null,null,null,null,null,null,null,null,null,null,null,15.833,0,{"$error":"#DIV/0!"}]
[null,15.851000000000001,0,0,null,null,null,null,null,null,null,null,null,null,null,null,null,null,null,15.851000000000001,0,{"$error":"#DIV/0!"}]
[null,15.882,0,0,null,null,null,null,null,null,null,null,null,null,null,null,null,null,null,15.882,0,{"$error":"#DIV/0!"}]
[null,15.926,0,0,null,null,null,null,null,null,null,null,null,null,null,null,null,null,null,15.926,0,{"$error":"#DIV/0!"}]
[null,15.959,0,0,null,null,null,null,null,null,null,null,null,null,null,null,null,null,null,15.959,0,{"$error":"#DIV/0!"}]
[null,15.99,0,0,null,null,null,null,null,null,null,null,null,null,null,null,null,null,null,15.99,0,{"$error":"#DIV/0!"}]
[null,16.007999999999999,0,0,null,null,null,null,null,null,null,null,null,null,null,null,null,null,null,16.007999999999999,0,{"$error":"#DIV/0!"}]
[null,16.024999999999999,0,0,null,null,null,null,null,null,null,null,null,null,null,null,null,null,null,16.024999999999999,0,{"$error":"#DIV/0!"}]
[null,16.068999999999999,0,0,null,null,null,null,null,null,null,null,null,null,null,null,null,null,null,16.068999999999999,0,{"$error":"#DIV/0!"}]
[null,16.087,0,0,null,null,null,null,null,null,null,null,null,null,null,null,null,null,null,16.087,0,{"$error":"#DIV/0!"}]
[null,16.118000000000002,0,0,null,null,null,null,null,null,null,null,null,null,null,null,null,null,null,16.118000000000002,0,{"$error":"#DIV/0!"}]
[null,16.148,0,0,null,null,null,null,null,null,null,null,null,null,null,null,null,null,null,16.148,0,{"$error":"#DIV/0!"}]
[null,16.195,0,0,null,null,null,null,null,null,null,null,null,null,null,null,null,null,null,16.195,0,{"$error":"#DIV/0!"}]
[null,16.196999999999999,0,0,null,null,null,null,null,null,null,null,null,null,null,null,null,null,null,16.196999999999999,0,{"$error":"#DIV/0!"}]
[null,16.244,0,0,null,null,null,null,null,null,null,null,null,null,null,null,null,null,null,16.244,0,{"$error":"#DIV/0!"}]
[null,16.274999999999999,0,0,null,null,null,null,null,null,null,null,null,null,null,null,null,null,null,16.274999999999999,0,{"$error":"#DIV/0!"}]
[null,16.305,0,0,null,null,null,null,null,null,null,null,null,null,null,null,null,null,null,16.305,0,{"$error":"#DIV/0!"}]
[null,16.323,0,0,null,null,null,null,null,null,null,null,null,null,null,null,null,null,null,16.323,0,{"$error":"#DIV/0!"}]
[null,16.353999999999999,0,0,null,null,null,null,null,null,null,null,null,null,null,null,null,null,null,16.353999999999999,0,{"$error":"#DIV/0!"}]
[null,16.385000000000002,0,0,null,null,null,null,null,null,null,null,null,null,null,null,null,null,null,16.385000000000002,0,{"$f":"D16394/$D$3","v":{"$error":"#DIV/0!"}}]
[null,16.404,0,0,null,null,null,null,null,null,null,null,null,null,null,null,null,null,null,16.404,0,{"$error":"#DIV/0!"}]
[null,16.433,0,0,null,null,null,null,null,null,null,null,null,null,null,null,null,null,null,16.433,0,{"$error":"#DIV/0!"}]
[null,16.48,0,0,null,null,null,null,null,null,null,null,null,null,null,null,null,null,null,16.48,0,{"$error":"#DIV/0!"}]
[null,16.510999999999999,0,0,null,null,null,null,null,null,null,null,null,null,null,null,null,null,null,16.510999999999999,0,{"$error":"#DIV/0!"}]
[null,16.527000000000001,0,0,null,null,null,null,null,null,null,null,null,null,null,null,null,null,null,16.527000000000001,0,{"$error":"#DIV/0!"}]
[null,16.559000000000001,0,0,null,null,null,null,null,null,null,null,null,null,null,null,null,null,null,16.559000000000001,0,{"$error":"#DIV/0!"}]
[null,16.59,0,0,null,null,null,null,null,null,null,null,null,null,null,null,null,null,null,16.59,0,{"$error":"#DIV/0!"}]
[null,16.608000000000001,0,0,null,null,null,null,null,null,null,null,null,null,null,null,null,null,null,16.608000000000001,0,{"$error":"#DIV/0!"}]
[null,16.654,0,0,null,null,null,null,null,null,null,null,null,null,null,null,null,null,null,16.654,0,{"$error":"#DIV/0!"}]
[null,16.669,0,0,null,null,null,null,null,null,null,null,null,null,null,null,null,null,null,16.669,0,{"$error":"#DIV/0!"}]
[null,16.687000000000001,0,0,null,null,null,null,null,null,null,null,null,null,null,null,null,null,null,16.687000000000001,0,{"$error":"#DIV/0!"}]
[null,16.718,0,0,null,null,null,null,null,null,null,null,null,null,null,null,null,null,null,16.718,0,{"$error":"#DIV/0!"}]
[null,16.748999999999999,0,0,null,null,null,null,null,null,null,null,null,null,null,null,null,null,null,16.748999999999999,0,{"$error":"#DIV/0!"}]
[null,16.795000000000002,0,0,null,null,null,null,null,null,null,null,null,null,null,null,null,null,null,16.795000000000002,0,{"$error":"#DIV/0!"}]
[null,16.826000000000001,0,0,null,null,null,null,null,null,null,null,null,null,null,null,null,null,null,16.826000000000001,0,{"$error":"#DIV/0!"}]
[null,16.844000000000001,0,0,null,null,null,null,null,null,null,null,null,null,null,null,null,null,null,16.844000000000001,0,{"$error":"#DIV/0!"}]
[null,16.876000000000001,0,0,null,null,null,null,null,null,null,null,null,null,null,null,null,null,null,16.876000000000001,0,{"$error":"#DIV/0!"}]
[null,16.905000000000001,0,0,null,null,null,null,null,null,null,null,null,null,null,null,null,null,null,16.905000000000001,0,{"$error":"#DIV/0!"}]
[null,16.923000000000002,0,0,null,null,null,null,null,null,null,null,null,null,null,null,null,null,null,16.923000000000002,0,{"$error":"#DIV/0!"}]
[null,16.954000000000001,0,0,null,null,null,null,null,null,null,null,null,null,null,null,null,null,null,16.954000000000001,0,{"$error":"#DIV/0!"}]
[null,16.975000000000001,0,0,null,null,null,null,null,null,null,null,null,null,null,null,null,null,null,16.975000000000001,0,{"$error":"#DIV/0!"}]
[null,17.001999999999999,0,0,null,null,null,null,null,null,null,null,null,null,null,null,null,null,null,17.001999999999999,0,{"$error":"#DIV/0!"}]
[null,17.033000000000001,0,0,null,null,null,null,null,null,null,null,null,null,null,null,null,null,null,17.033000000000001,0,{"$error":"#DIV/0!"}]
[null,17.080000000000002,0,0,null,null,null,null,null,null,null,null,null,null,null,null,null,null,null,17.080000000000002,0,{"$error":"#DIV/0!"}]
[null,17.097999999999999,0,0,null,null,null,null,null,null,null,null,null,null,null,null,null,null,null,17.097999999999999,0,{"$error":"#DIV/0!"}]
[null,17.141000000000002,0,0,null,null,null,null,null,null,null,null,null,null,null,null,null,null,null,17.141000000000002,0,{"$error":"#DIV/0!"}]
[null,17.158999999999999,0,0,null,null,null,null,null,null,null,null,null,null,null,null,null,null,null,17.158999999999999,0,{"$error":"#DIV/0!"}]
[null,17.190000000000001,0,0,null,null,null,null,null,null,null,null,null,null,null,null,null,null,null,17.190000000000001,0,{"$error":"#DIV/0!"}]
[null,17.225000000000001,0,0,null,null,null,null,null,null,null,null,null,null,null,null,null,null,null,17.225000000000001,0,{"$error":"#DIV/0!"}]
[null,17.238,0,0,null,null,null,null,null,null,null,null,null,null,null,null,null,null,null,17.238,0,{"$error":"#DIV/0!"}]
[null,17.269000000000002,0,0,null,null,null,null,null,null,null,null,null,null,null,null,null,null,null,17.269000000000002,0,{"$error":"#DIV/0!"}]
[null,17.315999999999999,0,0,null,null,null,null,null,null,null,null,null,null,null,null,null,null,null,17.315999999999999,0,{"$error":"#DIV/0!"}]
[null,17.32,0,0,null,null,null,null,null,null,null,null,null,null,null,null,null,null,null,17.32,0,{"$error":"#DIV/0!"}]
[null,17.347999999999999,0,0,null,null,null,null,null,null,null,null,null,null,null,null,null,null,null,17.347999999999999,0,{"$error":"#DIV/0!"}]
[null,17.395,0,0,null,null,null,null,null,null,null,null,null,null,null,null,null,null,null,17.395,0,{"$error":"#DIV/0!"}]
[null,17.426000000000002,0,0,null,null,null,null,null,null,null,null,null,null,null,null,null,null,null,17.426000000000002,0,{"$error":"#DIV/0!"}]
[null,17.446999999999999,0,0,null,null,null,null,null,null,null,null,null,null,null,null,null,null,null,17.446999999999999,0,{"$error":"#DIV/0!"}]
[null,17.474,0,0,null,null,null,null,null,null,null,null,null,null,null,null,null,null,null,17.474,0,{"$error":"#DIV/0!"}]
[null,17.504999999999999,0,0,null,null,null,null,null,null,null,null,null,null,null,null,null,null,null,17.504999999999999,0,{"$error":"#DIV/0!"}]
[null,17.523,0,0,null,null,null,null,null,null,null,null,null,null,null,null,null,null,null,17.523,0,{"$error":"#DIV/0!"}]
[null,17.57,0,0,null,null,null,null,null,null,null,null,null,null,null,null,null,null,null,17.57,0,{"$error":"#DIV/0!"}]
[null,17.600000000000001,0,0,null,null,null,null,null,null,null,null,null,null,null,null,null,null,null,17.600000000000001,0,{"$error":"#DIV/0!"}]
[null,17.631,0,0,null,null,null,null,null,null,null,null,null,null,null,null,null,null,null,17.631,0,{"$error":"#DIV/0!"}]
[null,17.661999999999999,0,0,null,null,null,null,null,null,null,null,null,null,null,null,null,null,null,17.661999999999999,0,{"$error":"#DIV/0!"}]
[null,17.669,0,0,null,null,null,null,null,null,null,null,null,null,null,null,null,null,null,17.669,0,{"$error":"#DIV/0!"}]
[null,17.71,0,0,null,null,null,null,null,null,null,null,null,null,null,null,null,null,null,17.71,0,{"$error":"#DIV/0!"}]
[null,17.741,0,0,null,null,null,null,null,null,null,null,null,null,null,null,null,null,null,17.741,0,{"$error":"#DIV/0!"}]
[null,17.759,0,0,null,null,null,null,null,null,null,null,null,null,null,null,null,null,null,17.759,0,{"$error":"#DIV/0!"}]
[null,17.792000000000002,0,0,null,null,null,null,null,null,null,null,null,null,null,null,null,null,null,17.792000000000002,0,{"$error":"#DIV/0!"}]
[null,17.806999999999999,0,0,null,null,null,null,null,null,null,null,null,null,null,null,null,null,null,17.806999999999999,0,{"$error":"#DIV/0!"}]
[null,17.838000000000001,0,0,null,null,null,null,null,null,null,null,null,null,null,null,null,null,null,17.838000000000001,0,{"$error":"#DIV/0!"}]
[null,17.869,0,0,null,null,null,null,null,null,null,null,null,null,null,null,null,null,null,17.869,0,{"$error":"#DIV/0!"}]
[null,17.919,0,0,null,null,null,null,null,null,null,null,null,null,null,null,null,null,null,17.919,0,{"$error":"#DIV/0!"}]
[null,17.946000000000002,0,0,null,null,null,null,null,null,null,null,null,null,null,null,null,null,null,17.946000000000002,0,{"$error":"#DIV/0!"}]
[null,17.977,0,0,null,null,null,null,null,null,null,null,null,null,null,null,null,null,null,17.977,0,{"$error":"#DIV/0!"}]
[null,17.995000000000001,0,0,null,null,null,null,null,null,null,null,null,null,null,null,null,null,null,17.995000000000001,0,{"$error":"#DIV/0!"}]
[null,18.026,0,0,null,null,null,null,null,null,null,null,null,null,null,null,null,null,null,18.026,0,{"$error":"#DIV/0!"}]
[null,18.048000000000002,0,0,null,null,null,null,null,null,null,null,null,null,null,null,null,null,null,18.048000000000002,0,{"$error":"#DIV/0!"}]
[null,18.074000000000002,0,0,null,null,null,null,null,null,null,null,null,null,null,null,null,null,null,18.074000000000002,0,{"$error":"#DIV/0!"}]
[null,18.105,0,0,null,null,null,null,null,null,null,null,null,null,null,null,null,null,null,18.105,0,{"$error":"#DIV/0!"}]
[null,18.123000000000001,0,0,null,null,null,null,null,null,null,null,null,null,null,null,null,null,null,18.123000000000001,0,{"$error":"#DIV/0!"}]
[null,18.170999999999999,0,0,null,null,null,null,null,null,null,null,null,null,null,null,null,null,null,18.170999999999999,0,{"$error":"#DIV/0!"}]
[null,18.2,0,0,null,null,null,null,null,null,null,null,null,null,null,null,null,null,null,18.2,0,{"$error":"#DIV/0!"}]
[null,18.231000000000002,0,0,null,null,null,null,null,null,null,null,null,null,null,null,null,null,null,18.231000000000002,0,{"$error":"#DIV/0!"}]
[null,18.262,0,0,null,null,null,null,null,null,null,null,null,null,null,null,null,null,null,18.262,0,{"$error":"#DIV/0!"}]
[null,18.27,0,0,null,null,null,null,null,null,null,null,null,null,null,null,null,null,null,18.27,0,{"$error":"#DIV/0!"}]
[null,18.309999999999999,0,0,null,null,null,null,null,null,null,null,null,null,null,null,null,null,null,18.309999999999999,0,{"$error":"#DIV/0!"}]
[null,18.341000000000001,0,0,null,null,null,null,null,null,null,null,null,null,null,null,null,null,null,18.341000000000001,0,{"$error":"#DIV/0!"}]
[null,18.359000000000002,0,0,null,null,null,null,null,null,null,null,null,null,null,null,null,null,null,18.359000000000002,0,{"$error":"#DIV/0!"}]
[null,18.393000000000001,0,0,null,null,null,null,null,null,null,null,null,null,null,null,null,null,null,18.393000000000001,0,{"$error":"#DIV/0!"}]
[null,18.436,0,0,null,null,null,null,null,null,null,null,null,null,null,null,null,null,null,18.436,0,{"$error":"#DIV/0!"}]
[null,18.466999999999999,0,0,null,null,null,null,null,null,null,null,null,null,null,null,null,null,null,18.466999999999999,0,{"$error":"#DIV/0!"}]
[null,18.469000000000001,0,0,null,null,null,null,null,null,null,null,null,null,null,null,null,null,null,18.469000000000001,0,{"$error":"#DIV/0!"}]
[null,18.52,0,0,null,null,null,null,null,null,null,null,null,null,null,null,null,null,null,18.52,0,{"$error":"#DIV/0!"}]
[null,18.545999999999999,0,0,null,null,null,null,null,null,null,null,null,null,null,null,null,null,null,18.545999999999999,0,{"$error":"#DIV/0!"}]
[null,18.564,0,0,null,null,null,null,null,null,null,null,null,null,null,null,null,null,null,18.564,0,{"$error":"#DIV/0!"}]
[null,18.594999999999999,0,0,null,null,null,null,null,null,null,null,null,null,null,null,null,null,null,18.594999999999999,0,{"$error":"#DIV/0!"}]
[null,18.615000000000002,0,0,null,null,null,null,null,null,null,null,null,null,null,null,null,null,null,18.615000000000002,0,{"$error":"#DIV/0!"}]
[null,18.643000000000001,0,0,null,null,null,null,null,null,null,null,null,null,null,null,null,null,null,18.643000000000001,0,{"$error":"#DIV/0!"}]
[null,18.673999999999999,0,0,null,null,null,null,null,null,null,null,null,null,null,null,null,null,null,18.673999999999999,0,{"$error":"#DIV/0!"}]
[null,18.705000000000002,0,0,null,null,null,null,null,null,null,null,null,null,null,null,null,null,null,18.705000000000002,0,{"$error":"#DIV/0!"}]
[null,18.742000000000001,0,0,null,null,null,null,null,null,null,null,null,null,null,null,null,null,null,18.742000000000001,0,{"$error":"#DIV/0!"}]
[null,18.782,0,0,null,null,null,null,null,null,null,null,null,null,null,null,null,null,null,18.782,0,{"$error":"#DIV/0!"}]
[null,18.8,0,0,null,null,null,null,null,null,null,null,null,null,null,null,null,null,null,18.8,0,{"$error":"#DIV/0!"}]
[null,18.831,0,0,null,null,null,null,null,null,null,null,null,null,null,null,null,null,null,18.831,0,{"$error":"#DIV/0!"}]
[null,18.865000000000002,0,0,null,null,null,null,null,null,null,null,null,null,null,null,null,null,null,18.865000000000002,0,{"$error":"#DIV/0!"}]
[null,18.879000000000001,0,0,null,null,null,null,null,null,null,null,null,null,null,null,null,null,null,18.879000000000001,0,{"$error":"#DIV/0!"}]
[null,18.91,0,0,null,null,null,null,null,null,null,null,null,null,null,null,null,null,null,18.91,0,{"$error":"#DIV/0!"}]
[null,18.940999999999999,0,0,null,null,null,null,null,null,null,null,null,null,null,null,null,null,null,18.940999999999999,0,{"$error":"#DIV/0!"}]
[null,18.963999999999999,0,0,null,null,null,null,null,null,null,null,null,null,null,null,null,null,null,18.963999999999999,0,{"$error":"#DIV/0!"}]
[null,18.989000000000001,0,0,null,null,null,null,null,null,null,null,null,null,null,null,null,null,null,18.989000000000001,0,{"$error":"#DIV/0!"}]
[null,19.036000000000001,0,0,null,null,null,null,null,null,null,null,null,null,null,null,null,null,null,19.036000000000001,0,{"$error":"#DIV/0!"}]
[null,19.067,0,0,null,null,null,null,null,null,null,null,null,null,null,null,null,null,null,19.067,0,{"$error":"#DIV/0!"}]
[null,19.087,0,0,null,null,null,null,null,null,null,null,null,null,null,null,null,null,null,19.087,0,{"$error":"#DIV/0!"}]
[null,19.115000000000002,0,0,null,null,null,null,null,null,null,null,null,null,null,null,null,null,null,19.115000000000002,0,{"$error":"#DIV/0!"}]
[null,19.146000000000001,0,0,null,null,null,null,null,null,null,null,null,null,null,null,null,null,null,19.146000000000001,0,{"$error":"#DIV/0!"}]
[null,19.164000000000001,0,0,null,null,null,null,null,null,null,null,null,null,null,null,null,null,null,19.164000000000001,0,{"$error":"#DIV/0!"}]
[null,19.213999999999999,0,0,null,null,null,null,null,null,null,null,null,null,null,null,null,null,null,19.213999999999999,0,{"$error":"#DIV/0!"}]
[null,19.225000000000001,0,0,null,null,null,null,null,null,null,null,null,null,null,null,null,null,null,19.225000000000001,0,{"$error":"#DIV/0!"}]
[null,19.272000000000002,0,0,null,null,null,null,null,null,null,null,null,null,null,null,null,null,null,19.272000000000002,0,{"$error":"#DIV/0!"}]
[null,19.274000000000001,0,0,null,null,null,null,null,null,null,null,null,null,null,null,null,null,null,19.274000000000001,0,{"$error":"#DIV/0!"}]
[null,19.309000000000001,0,0,null,null,null,null,null,null,null,null,null,null,null,null,null,null,null,19.309000000000001,0,{"$error":"#DIV/0!"}]
[null,19.350999999999999,0,0,null,null,null,null,null,null,null,null,null,null,null,null,null,null,null,19.350999999999999,0,{"$error":"#DIV/0!"}]
[null,19.382000000000001,0,0,null,null,null,null,null,null,null,null,null,null,null,null,null,null,null,19.382000000000001,0,{"$error":"#DIV/0!"}]
[null,19.400000000000002,0,0,null,null,null,null,null,null,null,null,null,null,null,null,null,null,null,19.400000000000002,0,{"$error":"#DIV/0!"}]
[null,19.436,0,0,null,null,null,null,null,null,null,null,null,null,null,null,null,null,null,19.436,0,{"$error":"#DIV/0!"}]
[null,19.461000000000002,0,0,null,null,null,null,null,null,null,null,null,null,null,null,null,null,null,19.461000000000002,0,{"$error":"#DIV/0!"}]
[null,19.478999999999999,0,0,null,null,null,null,null,null,null,null,null,null,null,null,null,null,null,19.478999999999999,0,{"$error":"#DIV/0!"}]
[null,19.510000000000002,0,0,null,null,null,null,null,null,null,null,null,null,null,null,null,null,null,19.510000000000002,0,{"$error":"#DIV/0!"}]
[null,19.559000000000001,0,0,null,null,null,null,null,null,null,null,null,null,null,null,null,null,null,19.559000000000001,0,{"$error":"#DIV/0!"}]
[null,19.587,0,0,null,null,null,null,null,null,null,null,null,null,null,null,null,null,null,19.587,0,{"$error":"#DIV/0!"}]
[null,19.588999999999999,0,0,null,null,null,null,null,null,null,null,null,null,null,null,null,null,null,19.588999999999999,0,{"$error":"#DIV/0!"}]
[null,19.635999999999999,0,0,null,null,null,null,null,null,null,null,null,null,null,null,null,null,null,19.635999999999999,0,{"$error":"#DIV/0!"}]
[null,19.667000000000002,0,0,null,null,null,null,null,null,null,null,null,null,null,null,null,null,null,19.667000000000002,0,{"$error":"#DIV/0!"}]
[null,19.687999999999999,0,0,null,null,null,null,null,null,null,null,null,null,null,null,null,null,null,19.687999999999999,0,{"$error":"#DIV/0!"}]
[null,19.715,0,0,null,null,null,null,null,null,null,null,null,null,null,null,null,null,null,19.715,0,{"$error":"#DIV/0!"}]
[null,19.745999999999999,0,0,null,null,null,null,null,null,null,null,null,null,null,null,null,null,null,19.745999999999999,0,{"$error":"#DIV/0!"}]
[null,19.763999999999999,0,0,null,null,null,null,null,null,null,null,null,null,null,null,null,null,null,19.763999999999999,0,{"$error":"#DIV/0!"}]
[null,19.815000000000001,0,0,null,null,null,null,null,null,null,null,null,null,null,null,null,null,null,19.815000000000001,0,{"$error":"#DIV/0!"}]
[null,19.824999999999999,0,0,null,null,null,null,null,null,null,null,null,null,null,null,null,null,null,19.824999999999999,0,{"$error":"#DIV/0!"}]
[null,19.872,0,0,null,null,null,null,null,null,null,null,null,null,null,null,null,null,null,19.872,0,{"$error":"#DIV/0!"}]
[null,19.902999999999999,0,0,null,null,null,null,null,null,null,null,null,null,null,null,null,null,null,19.902999999999999,0,{"$error":"#DIV/0!"}]
[null,19.91,0,0,null,null,null,null,null,null,null,null,null,null,null,null,null,null,null,19.91,0,{"$error":"#DIV/0!"}]
[null,19.951000000000001,0,0,null,null,null,null,null,null,null,null,null,null,null,null,null,null,null,19.951000000000001,0,{"$error":"#DIV/0!"}]
[null,19.981999999999999,0,0,null,null,null,null,null,null,null,null,null,null,null,null,null,null,null,19.981999999999999,0,{"$error":"#DIV/0!"}]
[null,20,0,0,null,null,null,null,null,null,null,null,null,null,null,null,null,null,null,20,0,{"$error":"#DIV/0!"}]
[null,20.036999999999999,0,0,null,null,null,null,null,null,null,null,null,null,null,null,null,null,null,20.036999999999999,0,{"$error":"#DIV/0!"}]
[null,20.061,0,0,null,null,null,null,null,null,null,null,null,null,null,null,null,null,null,20.061,0,{"$error":"#DIV/0!"}]
[null,20.079000000000001,0,0,null,null,null,null,null,null,null,null,null,null,null,null,null,null,null,20.079000000000001,0,{"$error":"#DIV/0!"}]
[null,20.11,0,0,null,null,null,null,null,null,null,null,null,null,null,null,null,null,null,20.11,0,{"$error":"#DIV/0!"}]
[null,20.135999999999999,0,0,null,null,null,null,null,null,null,null,null,null,null,null,null,null,null,20.135999999999999,0,{"$error":"#DIV/0!"}]
[null,20.187000000000001,0,0,null,null,null,null,null,null,null,null,null,null,null,null,null,null,null,20.187000000000001,0,{"$error":"#DIV/0!"}]
[null,20.218,0,0,null,null,null,null,null,null,null,null,null,null,null,null,null,null,null,20.218,0,{"$error":"#DIV/0!"}]
[null,20.236000000000001,0,0,null,null,null,null,null,null,null,null,null,null,null,null,null,null,null,20.236000000000001,0,{"$error":"#DIV/0!"}]
[null,20.259,0,0,null,null,null,null,null,null,null,null,null,null,null,null,null,null,null,20.259,0,{"$error":"#DIV/0!"}]
[null,20.297000000000001,0,0,null,null,null,null,null,null,null,null,null,null,null,null,null,null,null,20.297000000000001,0,{"$error":"#DIV/0!"}]
[null,20.315000000000001,0,0,null,null,null,null,null,null,null,null,null,null,null,null,null,null,null,20.315000000000001,0,{"$error":"#DIV/0!"}]
[null,20.346,0,0,null,null,null,null,null,null,null,null,null,null,null,null,null,null,null,20.346,0,{"$error":"#DIV/0!"}]
[null,20.385999999999999,0,0,null,null,null,null,null,null,null,null,null,null,null,null,null,null,null,20.385999999999999,0,{"$error":"#DIV/0!"}]
[null,20.394000000000002,0,0,null,null,null,null,null,null,null,null,null,null,null,null,null,null,null,20.394000000000002,0,{"$error":"#DIV/0!"}]
[null,20.425000000000001,0,0,null,null,null,null,null,null,null,null,null,null,null,null,null,null,null,20.425000000000001,0,{"$error":"#DIV/0!"}]
[null,20.472000000000001,0,0,null,null,null,null,null,null,null,null,null,null,null,null,null,null,null,20.472000000000001,0,{"$error":"#DIV/0!"}]
[null,20.481000000000002,0,0,null,null,null,null,null,null,null,null,null,null,null,null,null,null,null,20.481000000000002,0,{"$f":"D20490/$D$3","v":{"$error":"#DIV/0!"}}]
[null,20.533000000000001,0,0,null,null,null,null,null,null,null,null,null,null,null,null,null,null,null,20.533000000000001,0,{"$error":"#DIV/0!"}]
[null,20.551000000000002,0,0,null,null,null,null,null,null,null,null,null,null,null,null,null,null,null,20.551000000000002,0,{"$error":"#DIV/0!"}]
[null,20.582000000000001,0,0,null,null,null,null,null,null,null,null,null,null,null,null,null,null,null,20.582000000000001,0,{"$error":"#DIV/0!"}]
[null,20.608000000000001,0,0,null,null,null,null,null,null,null,null,null,null,null,null,null,null,null,20.608000000000001,0,{"$error":"#DIV/0!"}]
[null,20.63,0,0,null,null,null,null,null,null,null,null,null,null,null,null,null,null,null,20.63,0,{"$error":"#DIV/0!"}]
[null,20.661000000000001,0,0,null,null,null,null,null,null,null,null,null,null,null,null,null,null,null,20.661000000000001,0,{"$error":"#DIV/0!"}]
[null,20.708000000000002,0,0,null,null,null,null,null,null,null,null,null,null,null,null,null,null,null,20.708000000000002,0,{"$error":"#DIV/0!"}]
[null,20.731000000000002,0,0,null,null,null,null,null,null,null,null,null,null,null,null,null,null,null,20.731000000000002,0,{"$error":"#DIV/0!"}]
[null,20.756,0,0,null,null,null,null,null,null,null,null,null,null,null,null,null,null,null,20.756,0,{"$error":"#DIV/0!"}]
[null,20.786999999999999,0,0,null,null,null,null,null,null,null,null,null,null,null,null,null,null,null,20.786999999999999,0,{"$error":"#DIV/0!"}]
[null,20.818000000000001,0,0,null,null,null,null,null,null,null,null,null,null,null,null,null,null,null,20.818000000000001,0,{"$error":"#DIV/0!"}]
[null,20.830000000000002,0,0,null,null,null,null,null,null,null,null,null,null,null,null,null,null,null,20.830000000000002,0,{"$error":"#DIV/0!"}]
[null,20.866,0,0,null,null,null,null,null,null,null,null,null,null,null,null,null,null,null,20.866,0,{"$error":"#DIV/0!"}]
[null,20.897000000000002,0,0,null,null,null,null,null,null,null,null,null,null,null,null,null,null,null,20.897000000000002,0,{"$error":"#DIV/0!"}]
[null,20.914999999999999,0,0,null,null,null,null,null,null,null,null,null,null,null,null,null,null,null,20.914999999999999,0,{"$error":"#DIV/0!"}]
[null,20.952999999999999,0,0,null,null,null,null,null,null,null,null,null,null,null,null,null,null,null,20.952999999999999,0,{"$error":"#DIV/0!"}]
[null,20.992000000000001,0,0,null,null,null,null,null,null,null,null,null,null,null,null,null,null,null,20.992000000000001,0,{"$error":"#DIV/0!"}]
[null,21.023,0,0,null,null,null,null,null,null,null,null,null,null,null,null,null,null,null,21.023,0,{"$error":"#DIV/0!"}]
[null,21.054000000000002,0,0,null,null,null,null,null,null,null,null,null,null,null,null,null,null,null,21.054000000000002,0,{"$error":"#DIV/0!"}]
[null,21.080000000000002,0,0,null,null,null,null,null,null,null,null,null,null,null,null,null,null,null,21.080000000000002,0,{"$error":"#DIV/0!"}]
[null,21.102,0,0,null,null,null,null,null,null,null,null,null,null,null,null,null,null,null,21.102,0,{"$error":"#DIV/0!"}]
[null,21.12,0,0,null,null,null,null,null,null,null,null,null,null,null,null,null,null,null,21.12,0,{"$error":"#DIV/0!"}]
[null,21.151,0,0,null,null,null,null,null,null,null,null,null,null,null,null,null,null,null,21.151,0,{"$error":"#DIV/0!"}]
[null,21.182000000000002,0,0,null,null,null,null,null,null,null,null,null,null,null,null,null,null,null,21.182000000000002,0,{"$error":"#DIV/0!"}]
[null,21.209,0,0,null,null,null,null,null,null,null,null,null,null,null,null,null,null,null,21.209,0,{"$error":"#DIV/0!"}]
[null,21.23,0,0,null,null,null,null,null,null,null,null,null,null,null,null,null,null,null,21.23,0,{"$error":"#DIV/0!"}]
[null,21.260999999999999,0,0,null,null,null,null,null,null,null,null,null,null,null,null,null,null,null,21.260999999999999,0,{"$error":"#DIV/0!"}]
[null,21.308,0,0,null,null,null,null,null,null,null,null,null,null,null,null,null,null,null,21.308,0,{"$error":"#DIV/0!"}]
[null,21.332000000000001,0,0,null,null,null,null,null,null,null,null,null,null,null,null,null,null,null,21.332000000000001,0,{"$error":"#DIV/0!"}]
[null,21.356000000000002,0,0,null,null,null,null,null,null,null,null,null,null,null,null,null,null,null,21.356000000000002,0,{"$error":"#DIV/0!"}]
[null,21.387,0,0,null,null,null,null,null,null,null,null,null,null,null,null,null,null,null,21.387,0,{"$error":"#DIV/0!"}]
[null,21.417999999999999,0,0,null,null,null,null,null,null,null,null,null,null,null,null,null,null,null,21.417999999999999,0,{"$error":"#DIV/0!"}]
[null,21.431000000000001,0,0,null,null,null,null,null,null,null,null,null,null,null,null,null,null,null,21.431000000000001,0,{"$error":"#DIV/0!"}]
[null,21.466000000000001,0,0,null,null,null,null,null,null,null,null,null,null,null,null,null,null,null,21.466000000000001,0,{"$error":"#DIV/0!"}]
[null,21.497,0,0,null,null,null,null,null,null,null,null,null,null,null,null,null,null,null,21.497,0,{"$error":"#DIV/0!"}]
[null,21.544,0,0,null,null,null,null,null,null,null,null,null,null,null,null,null,null,null,21.544,0,{"$error":"#DIV/0!"}]
[null,21.554000000000002,0,0,null,null,null,null,null,null,null,null,null,null,null,null,null,null,null,21.554000000000002,0,{"$error":"#DIV/0!"}]
[null,21.591999999999999,0,0,null,null,null,null,null,null,null,null,null,null,null,null,null,null,null,21.591999999999999,0,{"$error":"#DIV/0!"}]
[null,21.623000000000001,0,0,null,null,null,null,null,null,null,null,null,null,null,null,null,null,null,21.623000000000001,0,{"$error":"#DIV/0!"}]
[null,21.654,0,0,null,null,null,null,null,null,null,null,null,null,null,null,null,null,null,21.654,0,{"$error":"#DIV/0!"}]
[null,21.681000000000001,0,0,null,null,null,null,null,null,null,null,null,null,null,null,null,null,null,21.681000000000001,0,{"$error":"#DIV/0!"}]
[null,21.702000000000002,0,0,null,null,null,null,null,null,null,null,null,null,null,null,null,null,null,21.702000000000002,0,{"$error":"#DIV/0!"}]
[null,21.72,0,0,null,null,null,null,null,null,null,null,null,null,null,null,null,null,null,21.72,0,{"$error":"#DIV/0!"}]
[null,21.751000000000001,0,0,null,null,null,null,null,null,null,null,null,null,null,null,null,null,null,21.751000000000001,0,{"$error":"#DIV/0!"}]
[null,21.776,0,0,null,null,null,null,null,null,null,null,null,null,null,null,null,null,null,21.776,0,{"$error":"#DIV/0!"}]
[null,21.827999999999999,0,0,null,null,null,null,null,null,null,null,null,null,null,null,null,null,null,21.827999999999999,0,{"$error":"#DIV/0!"}]
[null,21.859000000000002,0,0,null,null,null,null,null,null,null,null,null,null,null,null,null,null,null,21.859000000000002,0,{"$error":"#DIV/0!"}]
[null,21.861000000000001,0,0,null,null,null,null,null,null,null,null,null,null,null,null,null,null,null,21.861000000000001,0,{"$error":"#DIV/0!"}]
[null,21.902999999999999,0,0,null,null,null,null,null,null,null,null,null,null,null,null,null,null,null,21.902999999999999,0,{"$error":"#DIV/0!"}]
[null,21.937999999999999,0,0,null,null,null,null,null,null,null,null,null,null,null,null,null,null,null,21.937999999999999,0,{"$error":"#DIV/0!"}]
[null,21.956,0,0,null,null,null,null,null,null,null,null,null,null,null,null,null,null,null,21.956,0,{"$error":"#DIV/0!"}]
[null,21.987000000000002,0,0,null,null,null,null,null,null,null,null,null,null,null,null,null,null,null,21.987000000000002,0,{"$error":"#DIV/0!"}]
[null,22.026,0,0,null,null,null,null,null,null,null,null,null,null,null,null,null,null,null,22.026,0,{"$error":"#DIV/0!"}]
[null,22.035,0,0,null,null,null,null,null,null,null,null,null,null,null,null,null,null,null,22.035,0,{"$error":"#DIV/0!"}]
[null,22.065999999999999,0,0,null,null,null,null,null,null,null,null,null,null,null,null,null,null,null,22.065999999999999,0,{"$error":"#DIV/0!"}]
[null,22.097000000000001,0,0,null,null,null,null,null,null,null,null,null,null,null,null,null,null,null,22.097000000000001,0,{"$error":"#DIV/0!"}]
[null,22.125,0,0,null,null,null,null,null,null,null,null,null,null,null,null,null,null,null,22.125,0,{"$error":"#DIV/0!"}]
[null,22.173999999999999,0,0,null,null,null,null,null,null,null,null,null,null,null,null,null,null,null,22.173999999999999,0,{"$error":"#DIV/0!"}]
[null,22.192,0,0,null,null,null,null,null,null,null,null,null,null,null,null,null,null,null,22.192,0,{"$error":"#DIV/0!"}]
[null,22.222999999999999,0,0,null,null,null,null,null,null,null,null,null,null,null,null,null,null,null,22.222999999999999,0,{"$error":"#DIV/0!"}]
[null,22.248000000000001,0,0,null,null,null,null,null,null,null,null,null,null,null,null,null,null,null,22.248000000000001,0,{"$error":"#DIV/0!"}]
[null,22.271000000000001,0,0,null,null,null,null,null,null,null,null,null,null,null,null,null,null,null,22.271000000000001,0,{"$error":"#DIV/0!"}]
[null,22.302,0,0,null,null,null,null,null,null,null,null,null,null,null,null,null,null,null,22.302,0,{"$error":"#DIV/0!"}]
[null,22.349,0,0,null,null,null,null,null,null,null,null,null,null,null,null,null,null,null,22.349,0,{"$error":"#DIV/0!"}]
[null,22.375,0,0,null,null,null,null,null,null,null,null,null,null,null,null,null,null,null,22.375,0,{"$error":"#DIV/0!"}]
[null,22.381,0,0,null,null,null,null,null,null,null,null,null,null,null,null,null,null,null,22.381,0,{"$error":"#DIV/0!"}]
[null,22.428000000000001,0,0,null,null,null,null,null,null,null,null,null,null,null,null,null,null,null,22.428000000000001,0,{"$error":"#DIV/0!"}]
[null,22.459,0,0,null,null,null,null,null,null,null,null,null,null,null,null,null,null,null,22.459,0,{"$error":"#DIV/0!"}]
[null,22.47,0,0,null,null,null,null,null,null,null,null,null,null,null,null,null,null,null,22.47,0,{"$error":"#DIV/0!"}]
[null,22.507000000000001,0,0,null,null,null,null,null,null,null,null,null,null,null,null,null,null,null,22.507000000000001,0,{"$error":"#DIV/0!"}]
[null,22.538,0,0,null,null,null,null,null,null,null,null,null,null,null,null,null,null,null,22.538,0,{"$error":"#DIV/0!"}]
[null,22.556000000000001,0,0,null,null,null,null,null,null,null,null,null,null,null,null,null,null,null,22.556000000000001,0,{"$error":"#DIV/0!"}]
[null,22.597000000000001,0,0,null,null,null,null,null,null,null,null,null,null,null,null,null,null,null,22.597000000000001,0,{"$error":"#DIV/0!"}]
[null,22.617000000000001,0,0,null,null,null,null,null,null,null,null,null,null,null,null,null,null,null,22.617000000000001,0,{"$error":"#DIV/0!"}]
[null,22.664000000000001,0,0,null,null,null,null,null,null,null,null,null,null,null,null,null,null,null,22.664000000000001,0,{"$error":"#DIV/0!"}]
[null,22.666,0,0,null,null,null,null,null,null,null,null,null,null,null,null,null,null,null,22.666,0,{"$error":"#DIV/0!"}]
[null,22.696000000000002,0,0,null,null,null,null,null,null,null,null,null,null,null,null,null,null,null,22.696000000000002,0,{"$error":"#DIV/0!"}]
[null,22.743000000000002,0,0,null,null,null,null,null,null,null,null,null,null,null,null,null,null,null,22.743000000000002,0,{"$error":"#DIV/0!"}]
[null,22.774000000000001,0,0,null,null,null,null,null,null,null,null,null,null,null,null,null,null,null,22.774000000000001,0,{"$error":"#DIV/0!"}]
[null,22.792000000000002,0,0,null,null,null,null,null,null,null,null,null,null,null,null,null,null,null,22.792000000000002,0,{"$error":"#DIV/0!"}]
[null,22.823,0,0,null,null,null,null,null,null,null,null,null,null,null,null,null,null,null,22.823,0,{"$error":"#DIV/0!"}]
[null,22.849,0,0,null,null,null,null,null,null,null,null,null,null,null,null,null,null,null,22.849,0,{"$f":"D22858/$D$3","v":{"$error":"#DIV/0!"}}]
[null,22.871000000000002,0,0,null,null,null,null,null,null,null,null,null,null,null,null,null,null,null,22.871000000000002,0,{"$error":"#DIV/0!"}]
[null,22.902000000000001,0,0,null,null,null,null,null,null,null,null,null,null,null,null,null,null,null,22.902000000000001,0,{"$error":"#DIV/0!"}]
[null,22.949000000000002,0,0,null,null,null,null,null,null,null,null,null,null,null,null,null,null,null,22.949000000000002,0,{"$error":"#DIV/0!"}]
[null,22.975999999999999,0,0,null,null,null,null,null,null,null,null,null,null,null,null,null,null,null,22.975999999999999,0,{"$error":"#DIV/0!"}]
[null,23.01,0,0,null,null,null,null,null,null,null,null,null,null,null,null,null,null,null,23.01,0,{"$error":"#DIV/0!"}]
[null,23.028000000000002,0,0,null,null,null,null,null,null,null,null,null,null,null,null,null,null,null,23.028000000000002,0,{"$error":"#DIV/0!"}]
[null,23.059000000000001,0,0,null,null,null,null,null,null,null,null,null,null,null,null,null,null,null,23.059000000000001,0,{"$error":"#DIV/0!"}]
[null,23.071000000000002,0,0,null,null,null,null,null,null,null,null,null,null,null,null,null,null,null,23.071000000000002,0,{"$error":"#DIV/0!"}]
[null,23.106999999999999,0,0,null,null,null,null,null,null,null,null,null,null,null,null,null,null,null,23.106999999999999,0,{"$error":"#DIV/0!"}]
[null,23.138000000000002,0,0,null,null,null,null,null,null,null,null,null,null,null,null,null,null,null,23.138000000000002,0,{"$error":"#DIV/0!"}]
[null,23.155999999999999,0,0,null,null,null,null,null,null,null,null,null,null,null,null,null,null,null,23.155999999999999,0,{"$error":"#DIV/0!"}]
[null,23.198,0,0,null,null,null,null,null,null,null,null,null,null,null,null,null,null,null,23.198,0,{"$error":"#DIV/0!"}]
[null,23.216999999999999,0,0,null,null,null,null,null,null,null,null,null,null,null,null,null,null,null,23.216999999999999,0,{"$error":"#DIV/0!"}]
[null,23.263999999999999,0,0,null,null,null,null,null,null,null,null,null,null,null,null,null,null,null,23.263999999999999,0,{"$error":"#DIV/0!"}]
[null,23.295000000000002,0,0,null,null,null,null,null,null,null,null,null,null,null,null,null,null,null,23.295000000000002,0,{"$error":"#DIV/0!"}]
[null,23.324999999999999,0,0,null,null,null,null,null,null,null,null,null,null,null,null,null,null,null,23.324999999999999,0,{"$error":"#DIV/0!"}]
[null,23.343,0,0,null,null,null,null,null,null,null,null,null,null,null,null,null,null,null,23.343,0,{"$error":"#DIV/0!"}]
[null,23.373999999999999,0,0,null,null,null,null,null,null,null,null,null,null,null,null,null,null,null,23.373999999999999,0,{"$error":"#DIV/0!"}]
[null,23.391999999999999,0,0,null,null,null,null,null,null,null,null,null,null,null,null,null,null,null,23.391999999999999,0,{"$error":"#DIV/0!"}]
[null,23.42,0,0,null,null,null,null,null,null,null,null,null,null,null,null,null,null,null,23.42,0,{"$error":"#DIV/0!"}]
[null,23.452999999999999,0,0,null,null,null,null,null,null,null,null,null,null,null,null,null,null,null,23.452999999999999,0,{"$error":"#DIV/0!"}]
[null,23.471,0,0,null,null,null,null,null,null,null,null,null,null,null,null,null,null,null,23.471,0,{"$error":"#DIV/0!"}]
[null,23.501999999999999,0,0,null,null,null,null,null,null,null,null,null,null,null,null,null,null,null,23.501999999999999,0,{"$error":"#DIV/0!"}]
[null,23.547000000000001,0,0,null,null,null,null,null,null,null,null,null,null,null,null,null,null,null,23.547000000000001,0,{"$error":"#DIV/0!"}]
[null,23.579000000000001,0,0,null,null,null,null,null,null,null,null,null,null,null,null,null,null,null,23.579000000000001,0,{"$error":"#DIV/0!"}]
[null,23.61,0,0,null,null,null,null,null,null,null,null,null,null,null,null,null,null,null,23.61,0,{"$error":"#DIV/0!"}]
[null,23.628,0,0,null,null,null,null,null,null,null,null,null,null,null,null,null,null,null,23.628,0,{"$error":"#DIV/0!"}]
[null,23.67,0,0,null,null,null,null,null,null,null,null,null,null,null,null,null,null,null,23.67,0,{"$error":"#DIV/0!"}]
[null,23.676000000000002,0,0,null,null,null,null,null,null,null,null,null,null,null,null,null,null,null,23.676000000000002,0,{"$error":"#DIV/0!"}]
[null,23.707000000000001,0,0,null,null,null,null,null,null,null,null,null,null,null,null,null,null,null,23.707000000000001,0,{"$error":"#DIV/0!"}]
[null,23.738,0,0,null,null,null,null,null,null,null,null,null,null,null,null,null,null,null,23.738,0,{"$error":"#DIV/0!"}]
[null,23.769000000000002,0,0,null,null,null,null,null,null,null,null,null,null,null,null,null,null,null,23.769000000000002,0,{"$error":"#DIV/0!"}]
[null,23.815000000000001,0,0,null,null,null,null,null,null,null,null,null,null,null,null,null,null,null,23.815000000000001,0,{"$error":"#DIV/0!"}]
[null,23.817,0,0,null,null,null,null,null,null,null,null,null,null,null,null,null,null,null,23.817,0,{"$error":"#DIV/0!"}]
[null,23.864000000000001,0,0,null,null,null,null,null,null,null,null,null,null,null,null,null,null,null,23.864000000000001,0,{"$error":"#DIV/0!"}]
[null,23.891999999999999,0,0,null,null,null,null,null,null,null,null,null,null,null,null,null,null,null,23.891999999999999,0,{"$error":"#DIV/0!"}]
[null,23.911999999999999,0,0,null,null,null,null,null,null,null,null,null,null,null,null,null,null,null,23.911999999999999,0,{"$error":"#DIV/0!"}]
[null,23.943000000000001,0,0,null,null,null,null,null,null,null,null,null,null,null,null,null,null,null,23.943000000000001,0,{"$error":"#DIV/0!"}]
[null,23.974,0,0,null,null,null,null,null,null,null,null,null,null,null,null,null,null,null,23.974,0,{"$error":"#DIV/0!"}]
[null,23.991,0,0,null,null,null,null,null,null,null,null,null,null,null,null,null,null,null,23.991,0,{"$error":"#DIV/0!"}]
[null,24.022000000000002,0,0,null,null,null,null,null,null,null,null,null,null,null,null,null,null,null,24.022000000000002,0,{"$error":"#DIV/0!"}]
[null,24.053000000000001,0,0,null,null,null,null,null,null,null,null,null,null,null,null,null,null,null,24.053000000000001,0,{"$error":"#DIV/0!"}]
[null,24.1,0,0,null,null,null,null,null,null,null,null,null,null,null,null,null,null,null,24.1,0,{"$error":"#DIV/0!"}]
[null,24.114000000000001,0,0,null,null,null,null,null,null,null,null,null,null,null,null,null,null,null,24.114000000000001,0,{"$error":"#DIV/0!"}]
[null,24.148,0,0,null,null,null,null,null,null,null,null,null,null,null,null,null,null,null,24.148,0,{"$error":"#DIV/0!"}]
[null,24.179000000000002,0,0,null,null,null,null,null,null,null,null,null,null,null,null,null,null,null,24.179000000000002,0,{"$error":"#DIV/0!"}]
[null,24.21,0,0,null,null,null,null,null,null,null,null,null,null,null,null,null,null,null,24.21,0,{"$error":"#DIV/0!"}]
[null,24.241,0,0,null,null,null,null,null,null,null,null,null,null,null,null,null,null,null,24.241,0,{"$error":"#DIV/0!"}]
[null,24.257999999999999,0,0,null,null,null,null,null,null,null,null,null,null,null,null,null,null,null,24.257999999999999,0,{"$error":"#DIV/0!"}]
[null,24.276,0,0,null,null,null,null,null,null,null,null,null,null,null,null,null,null,null,24.276,0,{"$error":"#DIV/0!"}]
[null,24.307000000000002,0,0,null,null,null,null,null,null,null,null,null,null,null,null,null,null,null,24.307000000000002,0,{"$error":"#DIV/0!"}]
[null,24.338000000000001,0,0,null,null,null,null,null,null,null,null,null,null,null,null,null,null,null,24.338000000000001,0,{"$error":"#DIV/0!"}]
[null,24.37,0,0,null,null,null,null,null,null,null,null,null,null,null,null,null,null,null,24.37,0,{"$error":"#DIV/0!"}]
[null,24.414999999999999,0,0,null,null,null,null,null,null,null,null,null,null,null,null,null,null,null,24.414999999999999,0,{"$error":"#DIV/0!"}]
[null,24.446000000000002,0,0,null,null,null,null,null,null,null,null,null,null,null,null,null,null,null,24.446000000000002,0,{"$error":"#DIV/0!"}]
[null,24.464000000000002,0,0,null,null,null,null,null,null,null,null,null,null,null,null,null,null,null,24.464000000000002,0,{"$error":"#DIV/0!"}]
[null,24.493000000000002,0,0,null,null,null,null,null,null,null,null,null,null,null,null,null,null,null,24.493000000000002,0,{"$error":"#DIV/0!"}]
[null,24.512,0,0,null,null,null,null,null,null,null,null,null,null,null,null,null,null,null,24.512,0,{"$error":"#DIV/0!"}]
[null,24.542999999999999,0,0,null,null,null,null,null,null,null,null,null,null,null,null,null,null,null,24.542999999999999,0,{"$error":"#DIV/0!"}]
[null,24.574000000000002,0,0,null,null,null,null,null,null,null,null,null,null,null,null,null,null,null,24.574000000000002,0,{"$error":"#DIV/0!"}]
[null,24.62,0,0,null,null,null,null,null,null,null,null,null,null,null,null,null,null,null,24.62,0,{"$error":"#DIV/0!"}]
[null,24.622,0,0,null,null,null,null,null,null,null,null,null,null,null,null,null,null,null,24.622,0,{"$error":"#DIV/0!"}]
[null,24.653000000000002,0,0,null,null,null,null,null,null,null,null,null,null,null,null,null,null,null,24.653000000000002,0,{"$error":"#DIV/0!"}]
[null,24.7,0,0,null,null,null,null,null,null,null,null,null,null,null,null,null,null,null,24.7,0,{"$error":"#DIV/0!"}]
[null,24.715,0,0,null,null,null,null,null,null,null,null,null,null,null,null,null,null,null,24.715,0,{"$error":"#DIV/0!"}]
[null,24.748000000000001,0,0,null,null,null,null,null,null,null,null,null,null,null,null,null,null,null,24.748000000000001,0,{"$error":"#DIV/0!"}]
[null,24.779,0,0,null,null,null,null,null,null,null,null,null,null,null,null,null,null,null,24.779,0,{"$error":"#DIV/0!"}]
[null,24.810000000000002,0,0,null,null,null,null,null,null,null,null,null,null,null,null,null,null,null,24.810000000000002,0,{"$error":"#DIV/0!"}]
[null,24.841999999999999,0,0,null,null,null,null,null,null,null,null,null,null,null,null,null,null,null,24.841999999999999,0,{"$error":"#DIV/0!"}]
[null,24.858000000000001,0,0,null,null,null,null,null,null,null,null,null,null,null,null,null,null,null,24.858000000000001,0,{"$error":"#DIV/0!"}]
[null,24.905000000000001,0,0,null,null,null,null,null,null,null,null,null,null,null,null,null,null,null,24.905000000000001,0,{"$error":"#DIV/0!"}]
[null,24.936,0,0,null,null,null,null,null,null,null,null,null,null,null,null,null,null,null,24.936,0,{"$error":"#DIV/0!"}]
[null,24.965,0,0,null,null,null,null,null,null,null,null,null,null,null,null,null,null,null,24.965,0,{"$error":"#DIV/0!"}]
[null,24.984000000000002,0,0,null,null,null,null,null,null,null,null,null,null,null,null,null,null,null,24.984000000000002,0,{"$error":"#DIV/0!"}]
[null,25.015000000000001,0,0,null,null,null,null,null,null,null,null,null,null,null,null,null,null,null,25.015000000000001,0,{"$error":"#DIV/0!"}]
[null,25.045999999999999,0,0,null,null,null,null,null,null,null,null,null,null,null,null,null,null,null,25.045999999999999,0,{"$error":"#DIV/0!"}]
[null,25.064,0,0,null,null,null,null,null,null,null,null,null,null,null,null,null,null,null,25.064,0,{"$error":"#DIV/0!"}]
[null,25.094000000000001,0,0,null,null,null,null,null,null,null,null,null,null,null,null,null,null,null,25.094000000000001,0,{"$error":"#DIV/0!"}]
[null,25.112000000000002,0,0,null,null,null,null,null,null,null,null,null,null,null,null,null,null,null,25.112000000000002,0,{"$error":"#DIV/0!"}]
[null,25.143000000000001,0,0,null,null,null,null,null,null,null,null,null,null,null,null,null,null,null,25.143000000000001,0,{"$error":"#DIV/0!"}]
[null,25.187000000000001,0,0,null,null,null,null,null,null,null,null,null,null,null,null,null,null,null,25.187000000000001,0,{"$error":"#DIV/0!"}]
[null,25.22,0,0,null,null,null,null,null,null,null,null,null,null,null,null,null,null,null,25.22,0,{"$error":"#DIV/0!"}]
[null,25.251000000000001,0,0,null,null,null,null,null,null,null,null,null,null,null,null,null,null,null,25.251000000000001,0,{"$error":"#DIV/0!"}]
[null,25.269000000000002,0,0,null,null,null,null,null,null,null,null,null,null,null,null,null,null,null,25.269000000000002,0,{"$error":"#DIV/0!"}]
[null,25.286000000000001,0,0,null,null,null,null,null,null,null,null,null,null,null,null,null,null,null,25.286000000000001,0,{"$error":"#DIV/0!"}]
[null,25.330000000000002,0,0,null,null,null,null,null,null,null,null,null,null,null,null,null,null,null,25.330000000000002,0,{"$error":"#DIV/0!"}]
[null,25.347999999999999,0,0,null,null,null,null,null,null,null,null,null,null,null,null,null,null,null,25.347999999999999,0,{"$error":"#DIV/0!"}]
[null,25.379000000000001,0,0,null,null,null,null,null,null,null,null,null,null,null,null,null,null,null,25.379000000000001,0,{"$error":"#DIV/0!"}]
[null,25.408999999999999,0,0,null,null,null,null,null,null,null,null,null,null,null,null,null,null,null,25.408999999999999,0,{"$f":"D25418/$D$3","v":{"$error":"#DIV/0!"}}]
[null,25.427,0,0,null,null,null,null,null,null,null,null,null,null,null,null,null,null,null,25.427,0,{"$error":"#DIV/0!"}]
[null,25.458000000000002,0,0,null,null,null,null,null,null,null,null,null,null,null,null,null,null,null,25.458000000000002,0,{"$error":"#DIV/0!"}]
[null,25.504999999999999,0,0,null,null,null,null,null,null,null,null,null,null,null,null,null,null,null,25.504999999999999,0,{"$error":"#DIV/0!"}]
[null,25.536000000000001,0,0,null,null,null,null,null,null,null,null,null,null,null,null,null,null,null,25.536000000000001,0,{"$error":"#DIV/0!"}]
[null,25.565999999999999,0,0,null,null,null,null,null,null,null,null,null,null,null,null,null,null,null,25.565999999999999,0,{"$error":"#DIV/0!"}]
[null,25.584,0,0,null,null,null,null,null,null,null,null,null,null,null,null,null,null,null,25.584,0,{"$error":"#DIV/0!"}]
[null,25.615000000000002,0,0,null,null,null,null,null,null,null,null,null,null,null,null,null,null,null,25.615000000000002,0,{"$error":"#DIV/0!"}]
[null,25.631,0,0,null,null,null,null,null,null,null,null,null,null,null,null,null,null,null,25.631,0,{"$error":"#DIV/0!"}]
[null,25.663,0,0,null,null,null,null,null,null,null,null,null,null,null,null,null,null,null,25.663,0,{"$error":"#DIV/0!"}]
[null,25.693999999999999,0,0,null,null,null,null,null,null,null,null,null,null,null,null,null,null,null,25.693999999999999,0,{"$error":"#DIV/0!"}]
[null,25.741,0,0,null,null,null,null,null,null,null,null,null,null,null,null,null,null,null,25.741,0,{"$error":"#DIV/0!"}]
[null,25.757999999999999,0,0,null,null,null,null,null,null,null,null,null,null,null,null,null,null,null,25.757999999999999,0,{"$error":"#DIV/0!"}]
[null,25.773,0,0,null,null,null,null,null,null,null,null,null,null,null,null,null,null,null,25.773,0,{"$error":"#DIV/0!"}]
[null,25.82,0,0,null,null,null,null,null,null,null,null,null,null,null,null,null,null,null,25.82,0,{"$error":"#DIV/0!"}]
[null,25.850999999999999,0,0,null,null,null,null,null,null,null,null,null,null,null,null,null,null,null,25.850999999999999,0,{"$error":"#DIV/0!"}]
[null,25.885000000000002,0,0,null,null,null,null,null,null,null,null,null,null,null,null,null,null,null,25.885000000000002,0,{"$error":"#DIV/0!"}]
[null,25.899000000000001,0,0,null,null,null,null,null,null,null,null,null,null,null,null,null,null,null,25.899000000000001,0,{"$error":"#DIV/0!"}]
[null,25.93,0,0,null,null,null,null,null,null,null,null,null,null,null,null,null,null,null,25.93,0,{"$error":"#DIV/0!"}]
[null,25.948,0,0,null,null,null,null,null,null,null,null,null,null,null,null,null,null,null,25.948,0,{"$error":"#DIV/0!"}]
[null,25.978999999999999,0,0,null,null,null,null,null,null,null,null,null,null,null,null,null,null,null,25.978999999999999,0,{"$error":"#DIV/0!"}]
[null,26.01,0,0,null,null,null,null,null,null,null,null,null,null,null,null,null,null,null,26.01,0,{"$error":"#DIV/0!"}]
[null,26.056000000000001,0,0,null,null,null,null,null,null,null,null,null,null,null,null,null,null,null,26.056000000000001,0,{"$error":"#DIV/0!"}]
[null,26.087,0,0,null,null,null,null,null,null,null,null,null,null,null,null,null,null,null,26.087,0,{"$error":"#DIV/0!"}]
[null,26.105,0,0,null,null,null,null,null,null,null,null,null,null,null,null,null,null,null,26.105,0,{"$error":"#DIV/0!"}]
[null,26.137,0,0,null,null,null,null,null,null,null,null,null,null,null,null,null,null,null,26.137,0,{"$error":"#DIV/0!"}]
[null,26.166,0,0,null,null,null,null,null,null,null,null,null,null,null,null,null,null,null,26.166,0,{"$error":"#DIV/0!"}]
[null,26.184000000000001,0,0,null,null,null,null,null,null,null,null,null,null,null,null,null,null,null,26.184000000000001,0,{"$error":"#DIV/0!"}]
[null,26.215,0,0,null,null,null,null,null,null,null,null,null,null,null,null,null,null,null,26.215,0,{"$error":"#DIV/0!"}]
[null,26.231999999999999,0,0,null,null,null,null,null,null,null,null,null,null,null,null,null,null,null,26.231999999999999,0,{"$error":"#DIV/0!"}]
[null,26.263000000000002,0,0,null,null,null,null,null,null,null,null,null,null,null,null,null,null,null,26.263000000000002,0,{"$error":"#DIV/0!"}]
[null,26.294,0,0,null,null,null,null,null,null,null,null,null,null,null,null,null,null,null,26.294,0,{"$error":"#DIV/0!"}]
[null,26.341000000000001,0,0,null,null,null,null,null,null,null,null,null,null,null,null,null,null,null,26.341000000000001,0,{"$error":"#DIV/0!"}]
[null,26.359000000000002,0,0,null,null,null,null,null,null,null,null,null,null,null,null,null,null,null,26.359000000000002,0,{"$error":"#DIV/0!"}]
[null,26.402000000000001,0,0,null,null,null,null,null,null,null,null,null,null,null,null,null,null,null,26.402000000000001,0,{"$error":"#DIV/0!"}]
[null,26.42,0,0,null,null,null,null,null,null,null,null,null,null,null,null,null,null,null,26.42,0,{"$error":"#DIV/0!"}]
[null,26.451000000000001,0,0,null,null,null,null,null,null,null,null,null,null,null,null,null,null,null,26.451000000000001,0,{"$error":"#DIV/0!"}]
[null,26.486000000000001,0,0,null,null,null,null,null,null,null,null,null,null,null,null,null,null,null,26.486000000000001,0,{"$error":"#DIV/0!"}]
[null,26.498999999999999,0,0,null,null,null,null,null,null,null,null,null,null,null,null,null,null,null,26.498999999999999,0,{"$error":"#DIV/0!"}]
[null,26.53,0,0,null,null,null,null,null,null,null,null,null,null,null,null,null,null,null,26.53,0,{"$error":"#DIV/0!"}]
[null,26.548000000000002,0,0,null,null,null,null,null,null,null,null,null,null,null,null,null,null,null,26.548000000000002,0,{"$error":"#DIV/0!"}]
[null,26.581,0,0,null,null,null,null,null,null,null,null,null,null,null,null,null,null,null,26.581,0,{"$error":"#DIV/0!"}]
[null,26.609000000000002,0,0,null,null,null,null,null,null,null,null,null,null,null,null,null,null,null,26.609000000000002,0,{"$error":"#DIV/0!"}]
[null,26.655999999999999,0,0,null,null,null,null,null,null,null,null,null,null,null,null,null,null,null,26.655999999999999,0,{"$error":"#DIV/0!"}]
[null,26.687000000000001,0,0,null,null,null,null,null,null,null,null,null,null,null,null,null,null,null,26.687000000000001,0,{"$error":"#DIV/0!"}]
[null,26.708000000000002,0,0,null,null,null,null,null,null,null,null,null,null,null,null,null,null,null,26.708000000000002,0,{"$error":"#DIV/0!"}]
[null,26.734999999999999,0,0,null,null,null,null,null,null,null,null,null,null,null,null,null,null,null,26.734999999999999,0,{"$error":"#DIV/0!"}]
[null,26.766000000000002,0,0,null,null,null,null,null,null,null,null,null,null,null,null,null,null,null,26.766000000000002,0,{"$error":"#DIV/0!"}]
[null,26.783999999999999,0,0,null,null,null,null,null,null,null,null,null,null,null,null,null,null,null,26.783999999999999,0,{"$error":"#DIV/0!"}]
[null,26.831,0,0,null,null,null,null,null,null,null,null,null,null,null,null,null,null,null,26.831,0,{"$error":"#DIV/0!"}]
[null,26.861000000000001,0,0,null,null,null,null,null,null,null,null,null,null,null,null,null,null,null,26.861000000000001,0,{"$error":"#DIV/0!"}]
[null,26.891999999999999,0,0,null,null,null,null,null,null,null,null,null,null,null,null,null,null,null,26.891999999999999,0,{"$error":"#DIV/0!"}]
[null,26.894000000000002,0,0,null,null,null,null,null,null,null,null,null,null,null,null,null,null,null,26.894000000000002,0,{"$error":"#DIV/0!"}]
[null,26.93,0,0,null,null,null,null,null,null,null,null,null,null,null,null,null,null,null,26.93,0,{"$error":"#DIV/0!"}]
[null,26.971,0,0,null,null,null,null,null,null,null,null,null,null,null,null,null,null,null,26.971,0,{"$error":"#DIV/0!"}]
[null,27.001999999999999,0,0,null,null,null,null,null,null,null,null,null,null,null,null,null,null,null,27.001999999999999,0,{"$error":"#DIV/0!"}]
[null,27.02,0,0,null,null,null,null,null,null,null,null,null,null,null,null,null,null,null,27.02,0,{"$error":"#DIV/0!"}]
[null,27.053000000000001,0,0,null,null,null,null,null,null,null,null,null,null,null,null,null,null,null,27.053000000000001,0,{"$error":"#DIV/0!"}]
[null,27.068000000000001,0,0,null,null,null,null,null,null,null,null,null,null,null,null,null,null,null,27.068000000000001,0,{"$error":"#DIV/0!"}]
[null,27.099,0,0,null,null,null,null,null,null,null,null,null,null,null,null,null,null,null,27.099,0,{"$error":"#DIV/0!"}]
[null,27.13,0,0,null,null,null,null,null,null,null,null,null,null,null,null,null,null,null,27.13,0,{"$error":"#DIV/0!"}]
[null,27.152000000000001,0,0,null,null,null,null,null,null,null,null,null,null,null,null,null,null,null,27.152000000000001,0,{"$error":"#DIV/0!"}]
[null,27.207000000000001,0,0,null,null,null,null,null,null,null,null,null,null,null,null,null,null,null,27.207000000000001,0,{"$error":"#DIV/0!"}]
[null,27.209,0,0,null,null,null,null,null,null,null,null,null,null,null,null,null,null,null,27.209,0,{"$error":"#DIV/0!"}]
[null,27.256,0,0,null,null,null,null,null,null,null,null,null,null,null,null,null,null,null,27.256,0,{"$error":"#DIV/0!"}]
[null,27.275000000000002,0,0,null,null,null,null,null,null,null,null,null,null,null,null,null,null,null,27.275000000000002,0,{"$error":"#DIV/0!"}]
[null,27.304000000000002,0,0,null,null,null,null,null,null,null,null,null,null,null,null,null,null,null,27.304000000000002,0,{"$error":"#DIV/0!"}]
[null,27.335000000000001,0,0,null,null,null,null,null,null,null,null,null,null,null,null,null,null,null,27.335000000000001,0,{"$error":"#DIV/0!"}]
[null,27.366,0,0,null,null,null,null,null,null,null,null,null,null,null,null,null,null,null,27.366,0,{"$error":"#DIV/0!"}]
[null,27.402000000000001,0,0,null,null,null,null,null,null,null,null,null,null,null,null,null,null,null,27.402000000000001,0,{"$error":"#DIV/0!"}]
[null,27.414000000000001,0,0,null,null,null,null,null,null,null,null,null,null,null,null,null,null,null,27.414000000000001,0,{"$error":"#DIV/0!"}]
[null,27.461000000000002,0,0,null,null,null,null,null,null,null,null,null,null,null,null,null,null,null,27.461000000000002,0,{"$error":"#DIV/0!"}]
[null,27.492000000000001,0,0,null,null,null,null,null,null,null,null,null,null,null,null,null,null,null,27.492000000000001,0,{"$error":"#DIV/0!"}]
[null,27.497,0,0,null,null,null,null,null,null,null,null,null,null,null,null,null,null,null,27.497,0,{"$error":"#DIV/0!"}]
[null,27.54,0,0,null,null,null,null,null,null,null,null,null,null,null,null,null,null,null,27.54,0,{"$error":"#DIV/0!"}]
[null,27.571000000000002,0,0,null,null,null,null,null,null,null,null,null,null,null,null,null,null,null,27.571000000000002,0,{"$error":"#DIV/0!"}]
[null,27.602,0,0,null,null,null,null,null,null,null,null,null,null,null,null,null,null,null,27.602,0,{"$error":"#DIV/0!"}]
[null,27.62,0,0,null,null,null,null,null,null,null,null,null,null,null,null,null,null,null,27.62,0,{"$error":"#DIV/0!"}]
[null,27.654,0,0,null,null,null,null,null,null,null,null,null,null,null,null,null,null,null,27.654,0,{"$error":"#DIV/0!"}]
[null,27.696999999999999,0,0,null,null,null,null,null,null,null,null,null,null,null,null,null,null,null,27.696999999999999,0,{"$error":"#DIV/0!"}]
[null,27.699000000000002,0,0,null,null,null,null,null,null,null,null,null,null,null,null,null,null,null,27.699000000000002,0,{"$error":"#DIV/0!"}]
[null,27.73,0,0,null,null,null,null,null,null,null,null,null,null,null,null,null,null,null,27.73,0,{"$error":"#DIV/0!"}]
[null,27.780999999999999,0,0,null,null,null,null,null,null,null,null,null,null,null,null,null,null,null,27.780999999999999,0,{"$error":"#DIV/0!"}]
[null,27.807000000000002,0,0,null,null,null,null,null,null,null,null,null,null,null,null,null,null,null,27.807000000000002,0,{"$error":"#DIV/0!"}]
[null,27.824999999999999,0,0,null,null,null,null,null,null,null,null,null,null,null,null,null,null,null,27.824999999999999,0,{"$error":"#DIV/0!"}]
[null,27.856000000000002,0,0,null,null,null,null,null,null,null,null,null,null,null,null,null,null,null,27.856000000000002,0,{"$error":"#DIV/0!"}]
[null,27.876000000000001,0,0,null,null,null,null,null,null,null,null,null,null,null,null,null,null,null,27.876000000000001,0,{"$error":"#DIV/0!"}]
[null,27.904,0,0,null,null,null,null,null,null,null,null,null,null,null,null,null,null,null,27.904,0,{"$error":"#DIV/0!"}]
[null,27.935000000000002,0,0,null,null,null,null,null,null,null,null,null,null,null,null,null,null,null,27.935000000000002,0,{"$error":"#DIV/0!"}]
[null,27.966000000000001,0,0,null,null,null,null,null,null,null,null,null,null,null,null,null,null,null,27.966000000000001,0,{"$error":"#DIV/0!"}]
[null,28.003,0,0,null,null,null,null,null,null,null,null,null,null,null,null,null,null,null,28.003,0,{"$error":"#DIV/0!"}]
[null,28.013999999999999,0,0,null,null,null,null,null,null,null,null,null,null,null,null,null,null,null,28.013999999999999,0,{"$error":"#DIV/0!"}]
[null,28.061,0,0,null,null,null,null,null,null,null,null,null,null,null,null,null,null,null,28.061,0,{"$error":"#DIV/0!"}]
[null,28.092000000000002,0,0,null,null,null,null,null,null,null,null,null,null,null,null,null,null,null,28.092000000000002,0,{"$error":"#DIV/0!"}]
[null,28.126000000000001,0,0,null,null,null,null,null,null,null,null,null,null,null,null,null,null,null,28.126000000000001,0,{"$error":"#DIV/0!"}]
[null,28.14,0,0,null,null,null,null,null,null,null,null,null,null,null,null,null,null,null,28.14,0,{"$error":"#DIV/0!"}]
[null,28.170999999999999,0,0,null,null,null,null,null,null,null,null,null,null,null,null,null,null,null,28.170999999999999,0,{"$error":"#DIV/0!"}]
[null,28.202000000000002,0,0,null,null,null,null,null,null,null,null,null,null,null,null,null,null,null,28.202000000000002,0,{"$error":"#DIV/0!"}]
[null,28.225000000000001,0,0,null,null,null,null,null,null,null,null,null,null,null,null,null,null,null,28.225000000000001,0,{"$f":"D28234/$D$3","v":{"$error":"#DIV/0!"}}]
[null,28.25,0,0,null,null,null,null,null,null,null,null,null,null,null,null,null,null,null,28.25,0,{"$error":"#DIV/0!"}]
[null,28.297000000000001,0,0,null,null,null,null,null,null,null,null,null,null,null,null,null,null,null,28.297000000000001,0,{"$error":"#DIV/0!"}]
[null,28.327999999999999,0,0,null,null,null,null,null,null,null,null,null,null,null,null,null,null,null,28.327999999999999,0,{"$error":"#DIV/0!"}]
[null,28.347999999999999,0,0,null,null,null,null,null,null,null,null,null,null,null,null,null,null,null,28.347999999999999,0,{"$error":"#DIV/0!"}]
[null,28.376000000000001,0,0,null,null,null,null,null,null,null,null,null,null,null,null,null,null,null,28.376000000000001,0,{"$error":"#DIV/0!"}]
[null,28.407,0,0,null,null,null,null,null,null,null,null,null,null,null,null,null,null,null,28.407,0,{"$error":"#DIV/0!"}]
[null,28.425000000000001,0,0,null,null,null,null,null,null,null,null,null,null,null,null,null,null,null,28.425000000000001,0,{"$error":"#DIV/0!"}]
[null,28.446999999999999,0,0,null,null,null,null,null,null,null,null,null,null,null,null,null,null,null,28.446999999999999,0,{"$error":"#DIV/0!"}]
[null,28.486000000000001,0,0,null,null,null,null,null,null,null,null,null,null,null,null,null,null,null,28.486000000000001,0,{"$error":"#DIV/0!"}]
[null,28.504000000000001,0,0,null,null,null,null,null,null,null,null,null,null,null,null,null,null,null,28.504000000000001,0,{"$error":"#DIV/0!"}]
[null,28.535,0,0,null,null,null,null,null,null,null,null,null,null,null,null,null,null,null,28.535,0,{"$error":"#DIV/0!"}]
[null,28.57,0,0,null,null,null,null,null,null,null,null,null,null,null,null,null,null,null,28.57,0,{"$error":"#DIV/0!"}]
[null,28.612000000000002,0,0,null,null,null,null,null,null,null,null,null,null,null,null,null,null,null,28.612000000000002,0,{"$error":"#DIV/0!"}]
[null,28.643000000000001,0,0,null,null,null,null,null,null,null,null,null,null,null,null,null,null,null,28.643000000000001,0,{"$error":"#DIV/0!"}]
[null,28.661000000000001,0,0,null,null,null,null,null,null,null,null,null,null,null,null,null,null,null,28.661000000000001,0,{"$error":"#DIV/0!"}]
[null,28.696999999999999,0,0,null,null,null,null,null,null,null,null,null,null,null,null,null,null,null,28.696999999999999,0,{"$error":"#DIV/0!"}]
[null,28.722000000000001,0,0,null,null,null,null,null,null,null,null,null,null,null,null,null,null,null,28.722000000000001,0,{"$error":"#DIV/0!"}]
[null,28.740000000000002,0,0,null,null,null,null,null,null,null,null,null,null,null,null,null,null,null,28.740000000000002,0,{"$error":"#DIV/0!"}]
[null,28.771000000000001,0,0,null,null,null,null,null,null,null,null,null,null,null,null,null,null,null,28.771000000000001,0,{"$error":"#DIV/0!"}]
[null,28.792000000000002,0,0,null,null,null,null,null,null,null,null,null,null,null,null,null,null,null,28.792000000000002,0,{"$error":"#DIV/0!"}]
[null,28.818999999999999,0,0,null,null,null,null,null,null,null,null,null,null,null,null,null,null,null,28.818999999999999,0,{"$error":"#DIV/0!"}]
[null,28.85,0,0,null,null,null,null,null,null,null,null,null,null,null,null,null,null,null,28.85,0,{"$error":"#DIV/0!"}]
[null,28.897000000000002,0,0,null,null,null,null,null,null,null,null,null,null,null,null,null,null,null,28.897000000000002,0,{"$error":"#DIV/0!"}]
[null,28.919,0,0,null,null,null,null,null,null,null,null,null,null,null,null,null,null,null,28.919,0,{"$error":"#DIV/0!"}]
[null,28.958000000000002,0,0,null,null,null,null,null,null,null,null,null,null,null,null,null,null,null,28.958000000000002,0,{"$error":"#DIV/0!"}]
[null,28.975999999999999,0,0,null,null,null,null,null,null,null,null,null,null,null,null,null,null,null,28.975999999999999,0,{"$error":"#DIV/0!"}]
[null,29.007000000000001,0,0,null,null,null,null,null,null,null,null,null,null,null,null,null,null,null,29.007000000000001,0,{"$error":"#DIV/0!"}]
[null,29.045999999999999,0,0,null,null,null,null,null,null,null,null,null,null,null,null,null,null,null,29.045999999999999,0,{"$error":"#DIV/0!"}]
[null,29.055,0,0,null,null,null,null,null,null,null,null,null,null,null,null,null,null,null,29.055,0,{"$error":"#DIV/0!"}]
[null,29.086000000000002,0,0,null,null,null,null,null,null,null,null,null,null,null,null,null,null,null,29.086000000000002,0,{"$error":"#DIV/0!"}]
[null,29.132999999999999,0,0,null,null,null,null,null,null,null,null,null,null,null,null,null,null,null,29.132999999999999,0,{"$error":"#DIV/0!"}]
[null,29.164000000000001,0,0,null,null,null,null,null,null,null,null,null,null,null,null,null,null,null,29.164000000000001,0,{"$error":"#DIV/0!"}]
[null,29.170999999999999,0,0,null,null,null,null,null,null,null,null,null,null,null,null,null,null,null,29.170999999999999,0,{"$error":"#DIV/0!"}]
[null,29.212,0,0,null,null,null,null,null,null,null,null,null,null,null,null,null,null,null,29.212,0,{"$error":"#DIV/0!"}]
[null,29.243000000000002,0,0,null,null,null,null,null,null,null,null,null,null,null,null,null,null,null,29.243000000000002,0,{"$error":"#DIV/0!"}]
[null,29.260999999999999,0,0,null,null,null,null,null,null,null,null,null,null,null,null,null,null,null,29.260999999999999,0,{"$error":"#DIV/0!"}]
[null,29.298000000000002,0,0,null,null,null,null,null,null,null,null,null,null,null,null,null,null,null,29.298000000000002,0,{"$error":"#DIV/0!"}]
[null,29.321999999999999,0,0,null,null,null,null,null,null,null,null,null,null,null,null,null,null,null,29.321999999999999,0,{"$error":"#DIV/0!"}]
[null,29.34,0,0,null,null,null,null,null,null,null,null,null,null,null,null,null,null,null,29.34,0,{"$error":"#DIV/0!"}]
[null,29.371000000000002,0,0,null,null,null,null,null,null,null,null,null,null,null,null,null,null,null,29.371000000000002,0,{"$error":"#DIV/0!"}]
[null,29.397000000000002,0,0,null,null,null,null,null,null,null,null,null,null,null,null,null,null,null,29.397000000000002,0,{"$error":"#DIV/0!"}]
[null,29.448,0,0,null,null,null,null,null,null,null,null,null,null,null,null,null,null,null,29.448,0,{"$error":"#DIV/0!"}]
[null,29.478999999999999,0,0,null,null,null,null,null,null,null,null,null,null,null,null,null,null,null,29.478999999999999,0,{"$error":"#DIV/0!"}]
[null,29.497,0,0,null,null,null,null,null,null,null,null,null,null,null,null,null,null,null,29.497,0,{"$error":"#DIV/0!"}]
[null,29.52,0,0,null,null,null,null,null,null,null,null,null,null,null,null,null,null,null,29.52,0,{"$error":"#DIV/0!"}]
[null,29.558,0,0,null,null,null,null,null,null,null,null,null,null,null,null,null,null,null,29.558,0,{"$error":"#DIV/0!"}]
[null,29.576000000000001,0,0,null,null,null,null,null,null,null,null,null,null,null,null,null,null,null,29.576000000000001,0,{"$error":"#DIV/0!"}]
[null,29.606999999999999,0,0,null,null,null,null,null,null,null,null,null,null,null,null,null,null,null,29.606999999999999,0,{"$error":"#DIV/0!"}]
[null,29.647000000000002,0,0,null,null,null,null,null,null,null,null,null,null,null,null,null,null,null,29.647000000000002,0,{"$error":"#DIV/0!"}]
[null,29.655000000000001,0,0,null,null,null,null,null,null,null,null,null,null,null,null,null,null,null,29.655000000000001,0,{"$error":"#DIV/0!"}]
[null,29.686,0,0,null,null,null,null,null,null,null,null,null,null,null,null,null,null,null,29.686,0,{"$error":"#DIV/0!"}]
[null,29.733000000000001,0,0,null,null,null,null,null,null,null,null,null,null,null,null,null,null,null,29.733000000000001,0,{"$error":"#DIV/0!"}]
[null,29.742000000000001,0,0,null,null,null,null,null,null,null,null,null,null,null,null,null,null,null,29.742000000000001,0,{"$error":"#DIV/0!"}]
[null,29.794,0,0,null,null,null,null,null,null,null,null,null,null,null,null,null,null,null,29.794,0,{"$error":"#DIV/0!"}]
[null,29.812000000000001,0,0,null,null,null,null,null,null,null,null,null,null,null,null,null,null,null,29.812000000000001,0,{"$error":"#DIV/0!"}]
[null,29.843,0,0,null,null,null,null,null,null,null,null,null,null,null,null,null,null,null,29.843,0,{"$error":"#DIV/0!"}]
[null,29.869,0,0,null,null,null,null,null,null,null,null,null,null,null,null,null,null,null,29.869,0,{"$error":"#DIV/0!"}]
[null,29.891000000000002,0,0,null,null,null,null,null,null,null,null,null,null,null,null,null,null,null,29.891000000000002,0,{"$error":"#DIV/0!"}]
[null,29.922000000000001,0,0,null,null,null,null,null,null,null,null,null,null,null,null,null,null,null,29.922000000000001,0,{"$error":"#DIV/0!"}]
[null,29.969000000000001,0,0,null,null,null,null,null,null,null,null,null,null,null,null,null,null,null,29.969000000000001,0,{"$error":"#DIV/0!"}]
[null,29.992000000000001,0,0,null,null,null,null,null,null,null,null,null,null,null,null,null,null,null,29.992000000000001,0,{"$error":"#DIV/0!"}]
[null,30.016999999999999,0,0,null,null,null,null,null,null,null,null,null,null,null,null,null,null,null,30.016999999999999,0,{"$f":"D30026/$D$3","v":{"$error":"#DIV/0!"}}]
[null,30.048000000000002,0,0,null,null,null,null,null,null,null,null,null,null,null,null,null,null,null,30.048000000000002,0,{"$error":"#DIV/0!"}]
[null,30.079000000000001,0,0,null,null,null,null,null,null,null,null,null,null,null,null,null,null,null,30.079000000000001,0,{"$error":"#DIV/0!"}]
[null,30.091000000000001,0,0,null,null,null,null,null,null,null,null,null,null,null,null,null,null,null,30.091000000000001,0,{"$error":"#DIV/0!"}]
[null,30.126999999999999,0,0,null,null,null,null,null,null,null,null,null,null,null,null,null,null,null,30.126999999999999,0,{"$error":"#DIV/0!"}]
[null,30.158000000000001,0,0,null,null,null,null,null,null,null,null,null,null,null,null,null,null,null,30.158000000000001,0,{"$error":"#DIV/0!"}]
[null,30.176000000000002,0,0,null,null,null,null,null,null,null,null,null,null,null,null,null,null,null,30.176000000000002,0,{"$error":"#DIV/0!"}]
[null,30.214000000000002,0,0,null,null,null,null,null,null,null,null,null,null,null,null,null,null,null,30.214000000000002,0,{"$error":"#DIV/0!"}]
[null,30.253,0,0,null,null,null,null,null,null,null,null,null,null,null,null,null,null,null,30.253,0,{"$error":"#DIV/0!"}]
[null,30.283999999999999,0,0,null,null,null,null,null,null,null,null,null,null,null,null,null,null,null,30.283999999999999,0,{"$error":"#DIV/0!"}]
[null,30.286000000000001,0,0,null,null,null,null,null,null,null,null,null,null,null,null,null,null,null,30.286000000000001,0,{"$error":"#DIV/0!"}]
[null,30.341000000000001,0,0,null,null,null,null,null,null,null,null,null,null,null,null,null,null,null,30.341000000000001,0,{"$error":"#DIV/0!"}]
[null,30.363,0,0,null,null,null,null,null,null,null,null,null,null,null,null,null,null,null,30.363,0,{"$error":"#DIV/0!"}]
[null,30.381,0,0,null,null,null,null,null,null,null,null,null,null,null,null,null,null,null,30.381,0,{"$error":"#DIV/0!"}]
[null,30.411999999999999,0,0,null,null,null,null,null,null,null,null,null,null,null,null,null,null,null,30.411999999999999,0,{"$error":"#DIV/0!"}]
[null,30.436,0,0,null,null,null,null,null,null,null,null,null,null,null,null,null,null,null,30.436,0,{"$error":"#DIV/0!"}]
[null,30.46,0,0,null,null,null,null,null,null,null,null,null,null,null,null,null,null,null,30.46,0,{"$error":"#DIV/0!"}]
[null,30.491,0,0,null,null,null,null,null,null,null,null,null,null,null,null,null,null,null,30.491,0,{"$error":"#DIV/0!"}]
[null,30.522000000000002,0,0,null,null,null,null,null,null,null,null,null,null,null,null,null,null,null,30.522000000000002,0,{"$error":"#DIV/0!"}]
[null,30.563000000000002,0,0,null,null,null,null,null,null,null,null,null,null,null,null,null,null,null,30.563000000000002,0,{"$error":"#DIV/0!"}]
[null,30.599,0,0,null,null,null,null,null,null,null,null,null,null,null,null,null,null,null,30.599,0,{"$error":"#DIV/0!"}]
[null,30.617000000000001,0,0,null,null,null,null,null,null,null,null,null,null,null,null,null,null,null,30.617000000000001,0,{"$error":"#DIV/0!"}]
[null,30.648,0,0,null,null,null,null,null,null,null,null,null,null,null,null,null,null,null,30.648,0,{"$error":"#DIV/0!"}]
[null,30.686,0,0,null,null,null,null,null,null,null,null,null,null,null,null,null,null,null,30.686,0,{"$error":"#DIV/0!"}]
[null,30.696000000000002,0,0,null,null,null,null,null,null,null,null,null,null,null,null,null,null,null,30.696000000000002,0,{"$error":"#DIV/0!"}]
[null,30.727,0,0,null,null,null,null,null,null,null,null,null,null,null,null,null,null,null,30.727,0,{"$error":"#DIV/0!"}]
[null,30.757999999999999,0,0,null,null,null,null,null,null,null,null,null,null,null,null,null,null,null,30.757999999999999,0,{"$error":"#DIV/0!"}]
[null,30.776,0,0,null,null,null,null,null,null,null,null,null,null,null,null,null,null,null,30.776,0,{"$error":"#DIV/0!"}]
[null,30.815000000000001,0,0,null,null,null,null,null,null,null,null,null,null,null,null,null,null,null,30.815000000000001,0,{"$error":"#DIV/0!"}]
[null,30.853000000000002,0,0,null,null,null,null,null,null,null,null,null,null,null,null,null,null,null,30.853000000000002,0,{"$error":"#DIV/0!"}]
[null,30.884,0,0,null,null,null,null,null,null,null,null,null,null,null,null,null,null,null,30.884,0,{"$error":"#DIV/0!"}]
[null,30.914999999999999,0,0,null,null,null,null,null,null,null,null,null,null,null,null,null,null,null,30.914999999999999,0,{"$error":"#DIV/0!"}]
[null,30.942,0,0,null,null,null,null,null,null,null,null,null,null,null,null,null,null,null,30.942,0,{"$error":"#DIV/0!"}]
[null,30.963000000000001,0,0,null,null,null,null,null,null,null,null,null,null,null,null,null,null,null,30.963000000000001,0,{"$error":"#DIV/0!"}]
[null,30.981000000000002,0,0,null,null,null,null,null,null,null,null,null,null,null,null,null,null,null,30.981000000000002,0,{"$error":"#DIV/0!"}]
[null,31.012,0,0,null,null,null,null,null,null,null,null,null,null,null,null,null,null,null,31.012,0,{"$error":"#DIV/0!"}]
[null,31.036999999999999,0,0,null,null,null,null,null,null,null,null,null,null,null,null,null,null,null,31.036999999999999,0,{"$error":"#DIV/0!"}]
[null,31.089000000000002,0,0,null,null,null,null,null,null,null,null,null,null,null,null,null,null,null,31.089000000000002,0,{"$error":"#DIV/0!"}]
[null,31.091000000000001,0,0,null,null,null,null,null,null,null,null,null,null,null,null,null,null,null,31.091000000000001,0,{"$error":"#DIV/0!"}]
[null,31.122,0,0,null,null,null,null,null,null,null,null,null,null,null,null,null,null,null,31.122,0,{"$error":"#DIV/0!"}]
[null,31.164000000000001,0,0,null,null,null,null,null,null,null,null,null,null,null,null,null,null,null,31.164000000000001,0,{"$error":"#DIV/0!"}]
[null,31.199000000000002,0,0,null,null,null,null,null,null,null,null,null,null,null,null,null,null,null,31.199000000000002,0,{"$error":"#DIV/0!"}]
[null,31.217000000000002,0,0,null,null,null,null,null,null,null,null,null,null,null,null,null,null,null,31.217000000000002,0,{"$error":"#DIV/0!"}]
[null,31.248000000000001,0,0,null,null,null,null,null,null,null,null,null,null,null,null,null,null,null,31.248000000000001,0,{"$error":"#DIV/0!"}]
[null,31.286999999999999,0,0,null,null,null,null,null,null,null,null,null,null,null,null,null,null,null,31.286999999999999,0,{"$error":"#DIV/0!"}]
[null,31.295999999999999,0,0,null,null,null,null,null,null,null,null,null,null,null,null,null,null,null,31.295999999999999,0,{"$error":"#DIV/0!"}]
[null,31.327000000000002,0,0,null,null,null,null,null,null,null,null,null,null,null,null,null,null,null,31.327000000000002,0,{"$error":"#DIV/0!"}]
[null,31.358000000000001,0,0,null,null,null,null,null,null,null,null,null,null,null,null,null,null,null,31.358000000000001,0,{"$error":"#DIV/0!"}]
[null,31.385999999999999,0,0,null,null,null,null,null,null,null,null,null,null,null,null,null,null,null,31.385999999999999,0,{"$error":"#DIV/0!"}]
[null,31.435000000000002,0,0,null,null,null,null,null,null,null,null,null,null,null,null,null,null,null,31.435000000000002,0,{"$error":"#DIV/0!"}]
[null,31.452999999999999,0,0,null,null,null,null,null,null,null,null,null,null,null,null,null,null,null,31.452999999999999,0,{"$error":"#DIV/0!"}]
[null,31.484000000000002,0,0,null,null,null,null,null,null,null,null,null,null,null,null,null,null,null,31.484000000000002,0,{"$error":"#DIV/0!"}]
[null,31.509,0,0,null,null,null,null,null,null,null,null,null,null,null,null,null,null,null,31.509,0,{"$error":"#DIV/0!"}]
[null,31.532,0,0,null,null,null,null,null,null,null,null,null,null,null,null,null,null,null,31.532,0,{"$error":"#DIV/0!"}]
[null,31.563000000000002,0,0,null,null,null,null,null,null,null,null,null,null,null,null,null,null,null,31.563000000000002,0,{"$error":"#DIV/0!"}]
[null,31.581,0,0,null,null,null,null,null,null,null,null,null,null,null,null,null,null,null,31.581,0,{"$error":"#DIV/0!"}]
[null,31.635999999999999,0,0,null,null,null,null,null,null,null,null,null,null,null,null,null,null,null,31.635999999999999,0,{"$error":"#DIV/0!"}]
[null,31.641999999999999,0,0,null,null,null,null,null,null,null,null,null,null,null,null,null,null,null,31.641999999999999,0,{"$error":"#DIV/0!"}]
[null,31.689,0,0,null,null,null,null,null,null,null,null,null,null,null,null,null,null,null,31.689,0,{"$error":"#DIV/0!"}]
[null,31.720000000000002,0,0,null,null,null,null,null,null,null,null,null,null,null,null,null,null,null,31.720000000000002,0,{"$error":"#DIV/0!"}]
[null,31.731000000000002,0,0,null,null,null,null,null,null,null,null,null,null,null,null,null,null,null,31.731000000000002,0,{"$error":"#DIV/0!"}]
[null,31.768000000000001,0,0,null,null,null,null,null,null,null,null,null,null,null,null,null,null,null,31.768000000000001,0,{"$error":"#DIV/0!"}]
[null,31.798999999999999,0,0,null,null,null,null,null,null,null,null,null,null,null,null,null,null,null,31.798999999999999,0,{"$error":"#DIV/0!"}]
[null,31.817,0,0,null,null,null,null,null,null,null,null,null,null,null,null,null,null,null,31.817,0,{"$error":"#DIV/0!"}]
[null,31.858000000000001,0,0,null,null,null,null,null,null,null,null,null,null,null,null,null,null,null,31.858000000000001,0,{"$error":"#DIV/0!"}]
[null,31.878,0,0,null,null,null,null,null,null,null,null,null,null,null,null,null,null,null,31.878,0,{"$error":"#DIV/0!"}]
[null,31.896000000000001,0,0,null,null,null,null,null,null,null,null,null,null,null,null,null,null,null,31.896000000000001,0,{"$error":"#DIV/0!"}]
[null,31.927,0,0,null,null,null,null,null,null,null,null,null,null,null,null,null,null,null,31.927,0,{"$error":"#DIV/0!"}]
[null,31.957000000000001,0,0,null,null,null,null,null,null,null,null,null,null,null,null,null,null,null,31.957000000000001,0,{"$error":"#DIV/0!"}]
[null,32.003999999999998,0,0,null,null,null,null,null,null,null,null,null,null,null,null,null,null,null,32.003999999999998,0,{"$error":"#DIV/0!"}]
[null,32.035000000000004,0,0,null,null,null,null,null,null,null,null,null,null,null,null,null,null,null,32.035000000000004,0,{"$error":"#DIV/0!"}]
[null,32.052999999999997,0,0,null,null,null,null,null,null,null,null,null,null,null,null,null,null,null,32.052999999999997,0,{"$error":"#DIV/0!"}]
[null,32.08,0,0,null,null,null,null,null,null,null,null,null,null,null,null,null,null,null,32.08,0,{"$error":"#DIV/0!"}]
[null,32.113999999999997,0,0,null,null,null,null,null,null,null,null,null,null,null,null,null,null,null,32.113999999999997,0,{"$error":"#DIV/0!"}]
[null,32.131999999999998,0,0,null,null,null,null,null,null,null,null,null,null,null,null,null,null,null,32.131999999999998,0,{"$error":"#DIV/0!"}]
[null,32.163000000000004,0,0,null,null,null,null,null,null,null,null,null,null,null,null,null,null,null,32.163000000000004,0,{"$error":"#DIV/0!"}]
[null,32.207000000000001,0,0,null,null,null,null,null,null,null,null,null,null,null,null,null,null,null,32.207000000000001,0,{"$error":"#DIV/0!"}]
[null,32.24,0,0,null,null,null,null,null,null,null,null,null,null,null,null,null,null,null,32.24,0,{"$error":"#DIV/0!"}]
[null,32.241999999999997,0,0,null,null,null,null,null,null,null,null,null,null,null,null,null,null,null,32.241999999999997,0,{"$error":"#DIV/0!"}]
[null,32.289000000000001,0,0,null,null,null,null,null,null,null,null,null,null,null,null,null,null,null,32.289000000000001,0,{"$error":"#DIV/0!"}]
[null,32.302,0,0,null,null,null,null,null,null,null,null,null,null,null,null,null,null,null,32.302,0,{"$error":"#DIV/0!"}]
[null,32.35,0,0,null,null,null,null,null,null,null,null,null,null,null,null,null,null,null,32.35,0,{"$error":"#DIV/0!"}]
[null,32.368000000000002,0,0,null,null,null,null,null,null,null,null,null,null,null,null,null,null,null,32.368000000000002,0,{"$error":"#DIV/0!"}]
[null,32.399000000000001,0,0,null,null,null,null,null,null,null,null,null,null,null,null,null,null,null,32.399000000000001,0,{"$error":"#DIV/0!"}]
[null,32.417000000000002,0,0,null,null,null,null,null,null,null,null,null,null,null,null,null,null,null,32.417000000000002,0,{"$error":"#DIV/0!"}]
[null,32.459000000000003,0,0,null,null,null,null,null,null,null,null,null,null,null,null,null,null,null,32.459000000000003,0,{"$error":"#DIV/0!"}]
[null,32.478000000000002,0,0,null,null,null,null,null,null,null,null,null,null,null,null,null,null,null,32.478000000000002,0,{"$error":"#DIV/0!"}]
[null,32.524999999999999,0,0,null,null,null,null,null,null,null,null,null,null,null,null,null,null,null,32.524999999999999,0,{"$error":"#DIV/0!"}]
[null,32.555999999999997,0,0,null,null,null,null,null,null,null,null,null,null,null,null,null,null,null,32.555999999999997,0,{"$error":"#DIV/0!"}]
[null,32.558,0,0,null,null,null,null,null,null,null,null,null,null,null,null,null,null,null,32.558,0,{"$error":"#DIV/0!"}]
[null,32.603999999999999,0,0,null,null,null,null,null,null,null,null,null,null,null,null,null,null,null,32.603999999999999,0,{"$error":"#DIV/0!"}]
[null,32.634999999999998,0,0,null,null,null,null,null,null,null,null,null,null,null,null,null,null,null,32.634999999999998,0,{"$error":"#DIV/0!"}]
[null,32.652999999999999,0,0,null,null,null,null,null,null,null,null,null,null,null,null,null,null,null,32.652999999999999,0,{"$error":"#DIV/0!"}]
[null,32.680999999999997,0,0,null,null,null,null,null,null,null,null,null,null,null,null,null,null,null,32.680999999999997,0,{"$error":"#DIV/0!"}]
[null,32.713999999999999,0,0,null,null,null,null,null,null,null,null,null,null,null,null,null,null,null,32.713999999999999,0,{"$error":"#DIV/0!"}]
[null,32.731999999999999,0,0,null,null,null,null,null,null,null,null,null,null,null,null,null,null,null,32.731999999999999,0,{"$error":"#DIV/0!"}]
[null,32.762999999999998,0,0,null,null,null,null,null,null,null,null,null,null,null,null,null,null,null,32.762999999999998,0,{"$error":"#DIV/0!"}]
[null,32.808,0,0,null,null,null,null,null,null,null,null,null,null,null,null,null,null,null,32.808,0,{"$error":"#DIV/0!"}]
[null,32.840000000000003,0,0,null,null,null,null,null,null,null,null,null,null,null,null,null,null,null,32.840000000000003,0,{"$error":"#DIV/0!"}]
[null,32.871000000000002,0,0,null,null,null,null,null,null,null,null,null,null,null,null,null,null,null,32.871000000000002,0,{"$error":"#DIV/0!"}]
[null,32.889000000000003,0,0,null,null,null,null,null,null,null,null,null,null,null,null,null,null,null,32.889000000000003,0,{"$error":"#DIV/0!"}]
[null,32.902999999999999,0,0,null,null,null,null,null,null,null,null,null,null,null,null,null,null,null,32.902999999999999,0,{"$error":"#DIV/0!"}]
[null,32.950000000000003,0,0,null,null,null,null,null,null,null,null,null,null,null,null,null,null,null,32.950000000000003,0,{"$error":"#DIV/0!"}]
[null,32.968000000000004,0,0,null,null,null,null,null,null,null,null,null,null,null,null,null,null,null,32.968000000000004,0,{"$error":"#DIV/0!"}]
[null,32.999000000000002,0,0,null,null,null,null,null,null,null,null,null,null,null,null,null,null,null,32.999000000000002,0,{"$error":"#DIV/0!"}]
[null,33.03,0,0,null,null,null,null,null,null,null,null,null,null,null,null,null,null,null,33.03,0,{"$error":"#DIV/0!"}]
[null,33.047000000000004,0,0,null,null,null,null,null,null,null,null,null,null,null,null,null,null,null,33.047000000000004,0,{"$error":"#DIV/0!"}]
[null,33.078000000000003,0,0,null,null,null,null,null,null,null,null,null,null,null,null,null,null,null,33.078000000000003,0,{"$error":"#DIV/0!"}]
[null,33.125,0,0,null,null,null,null,null,null,null,null,null,null,null,null,null,null,null,33.125,0,{"$error":"#DIV/0!"}]
[null,33.152999999999999,0,0,null,null,null,null,null,null,null,null,null,null,null,null,null,null,null,33.152999999999999,0,{"$f":"D33162/$D$3","v":{"$error":"#DIV/0!"}}]
[null,33.173000000000002,0,0,null,null,null,null,null,null,null,null,null,null,null,null,null,null,null,33.173000000000002,0,{"$error":"#DIV/0!"}]
[null,33.204000000000001,0,0,null,null,null,null,null,null,null,null,null,null,null,null,null,null,null,33.204000000000001,0,{"$error":"#DIV/0!"}]
[null,33.234999999999999,0,0,null,null,null,null,null,null,null,null,null,null,null,null,null,null,null,33.234999999999999,0,{"$error":"#DIV/0!"}]
[null,33.252000000000002,0,0,null,null,null,null,null,null,null,null,null,null,null,null,null,null,null,33.252000000000002,0,{"$error":"#DIV/0!"}]
[null,33.283000000000001,0,0,null,null,null,null,null,null,null,null,null,null,null,null,null,null,null,33.283000000000001,0,{"$error":"#DIV/0!"}]
[null,33.314,0,0,null,null,null,null,null,null,null,null,null,null,null,null,null,null,null,33.314,0,{"$error":"#DIV/0!"}]
[null,33.361000000000004,0,0,null,null,null,null,null,null,null,null,null,null,null,null,null,null,null,33.361000000000004,0,{"$error":"#DIV/0!"}]
[null,33.375,0,0,null,null,null,null,null,null,null,null,null,null,null,null,null,null,null,33.375,0,{"$error":"#DIV/0!"}]
[null,33.408999999999999,0,0,null,null,null,null,null,null,null,null,null,null,null,null,null,null,null,33.408999999999999,0,{"$f":"D33418/$D$3","v":{"$error":"#DIV/0!"}}]
[null,33.44,0,0,null,null,null,null,null,null,null,null,null,null,null,null,null,null,null,33.44,0,{"$error":"#DIV/0!"}]
[null,33.471000000000004,0,0,null,null,null,null,null,null,null,null,null,null,null,null,null,null,null,33.471000000000004,0,{"$error":"#DIV/0!"}]
[null,33.502000000000002,0,0,null,null,null,null,null,null,null,null,null,null,null,null,null,null,null,33.502000000000002,0,{"$error":"#DIV/0!"}]
[null,33.518999999999998,0,0,null,null,null,null,null,null,null,null,null,null,null,null,null,null,null,33.518999999999998,0,{"$error":"#DIV/0!"}]
[null,33.536999999999999,0,0,null,null,null,null,null,null,null,null,null,null,null,null,null,null,null,33.536999999999999,0,{"$f":"D33546/$D$3","v":{"$error":"#DIV/0!"}}]
[null,33.567999999999998,0,0,null,null,null,null,null,null,null,null,null,null,null,null,null,null,null,33.567999999999998,0,{"$error":"#DIV/0!"}]
[null,33.597000000000001,0,0,null,null,null,null,null,null,null,null,null,null,null,null,null,null,null,33.597000000000001,0,{"$error":"#DIV/0!"}]
[null,33.645000000000003,0,0,null,null,null,null,null,null,null,null,null,null,null,null,null,null,null,33.645000000000003,0,{"$error":"#DIV/0!"}]
[null,33.676000000000002,0,0,null,null,null,null,null,null,null,null,null,null,null,null,null,null,null,33.676000000000002,0,{"$error":"#DIV/0!"}]
[null,33.707000000000001,0,0,null,null,null,null,null,null,null,null,null,null,null,null,null,null,null,33.707000000000001,0,{"$error":"#DIV/0!"}]
[null,33.724000000000004,0,0,null,null,null,null,null,null,null,null,null,null,null,null,null,null,null,33.724000000000004,0,{"$error":"#DIV/0!"}]
[null,33.755000000000003,0,0,null,null,null,null,null,null,null,null,null,null,null,null,null,null,null,33.755000000000003,0,{"$error":"#DIV/0!"}]
[null,33.773000000000003,0,0,null,null,null,null,null,null,null,null,null,null,null,null,null,null,null,33.773000000000003,0,{"$error":"#DIV/0!"}]
[null,33.804000000000002,0,0,null,null,null,null,null,null,null,null,null,null,null,null,null,null,null,33.804000000000002,0,{"$error":"#DIV/0!"}]
[null,33.847000000000001,0,0,null,null,null,null,null,null,null,null,null,null,null,null,null,null,null,33.847000000000001,0,{"$error":"#DIV/0!"}]
[null,33.852000000000004,0,0,null,null,null,null,null,null,null,null,null,null,null,null,null,null,null,33.852000000000004,0,{"$error":"#DIV/0!"}]
[null,33.883000000000003,0,0,null,null,null,null,null,null,null,null,null,null,null,null,null,null,null,33.883000000000003,0,{"$error":"#DIV/0!"}]
[null,33.914000000000001,0,0,null,null,null,null,null,null,null,null,null,null,null,null,null,null,null,33.914000000000001,0,{"$error":"#DIV/0!"}]
[null,33.960999999999999,0,0,null,null,null,null,null,null,null,null,null,null,null,null,null,null,null,33.960999999999999,0,{"$error":"#DIV/0!"}]
[null,33.975999999999999,0,0,null,null,null,null,null,null,null,null,null,null,null,null,null,null,null,33.975999999999999,0,{"$error":"#DIV/0!"}]
[null,34.009,0,0,null,null,null,null,null,null,null,null,null,null,null,null,null,null,null,34.009,0,{"$error":"#DIV/0!"}]
[null,34.04,0,0,null,null,null,null,null,null,null,null,null,null,null,null,null,null,null,34.04,0,{"$error":"#DIV/0!"}]
[null,34.070999999999998,0,0,null,null,null,null,null,null,null,null,null,null,null,null,null,null,null,34.070999999999998,0,{"$error":"#DIV/0!"}]
[null,34.103000000000002,0,0,null,null,null,null,null,null,null,null,null,null,null,null,null,null,null,34.103000000000002,0,{"$error":"#DIV/0!"}]
[null,34.119,0,0,null,null,null,null,null,null,null,null,null,null,null,null,null,null,null,34.119,0,{"$error":"#DIV/0!"}]
[null,34.166000000000004,0,0,null,null,null,null,null,null,null,null,null,null,null,null,null,null,null,34.166000000000004,0,{"$error":"#DIV/0!"}]
[null,34.167999999999999,0,0,null,null,null,null,null,null,null,null,null,null,null,null,null,null,null,34.167999999999999,0,{"$error":"#DIV/0!"}]
[null,34.198,0,0,null,null,null,null,null,null,null,null,null,null,null,null,null,null,null,34.198,0,{"$error":"#DIV/0!"}]
[null,34.244999999999997,0,0,null,null,null,null,null,null,null,null,null,null,null,null,null,null,null,34.244999999999997,0,{"$error":"#DIV/0!"}]
[null,34.276000000000003,0,0,null,null,null,null,null,null,null,null,null,null,null,null,null,null,null,34.276000000000003,0,{"$error":"#DIV/0!"}]
[null,34.307000000000002,0,0,null,null,null,null,null,null,null,null,null,null,null,null,null,null,null,34.307000000000002,0,{"$error":"#DIV/0!"}]
[null,34.325000000000003,0,0,null,null,null,null,null,null,null,null,null,null,null,null,null,null,null,34.325000000000003,0,{"$error":"#DIV/0!"}]
[null,34.355000000000004,0,0,null,null,null,null,null,null,null,null,null,null,null,null,null,null,null,34.355000000000004,0,{"$error":"#DIV/0!"}]
[null,34.372999999999998,0,0,null,null,null,null,null,null,null,null,null,null,null,null,null,null,null,34.372999999999998,0,{"$error":"#DIV/0!"}]
[null,34.404000000000003,0,0,null,null,null,null,null,null,null,null,null,null,null,null,null,null,null,34.404000000000003,0,{"$error":"#DIV/0!"}]
[null,34.448,0,0,null,null,null,null,null,null,null,null,null,null,null,null,null,null,null,34.448,0,{"$error":"#DIV/0!"}]
[null,34.481000000000002,0,0,null,null,null,null,null,null,null,null,null,null,null,null,null,null,null,34.481000000000002,0,{"$error":"#DIV/0!"}]
[null,34.512,0,0,null,null,null,null,null,null,null,null,null,null,null,null,null,null,null,34.512,0,{"$error":"#DIV/0!"}]
[null,34.53,0,0,null,null,null,null,null,null,null,null,null,null,null,null,null,null,null,34.53,0,{"$error":"#DIV/0!"}]
[null,34.547000000000004,0,0,null,null,null,null,null,null,null,null,null,null,null,null,null,null,null,34.547000000000004,0,{"$error":"#DIV/0!"}]
[null,34.591000000000001,0,0,null,null,null,null,null,null,null,null,null,null,null,null,null,null,null,34.591000000000001,0,{"$error":"#DIV/0!"}]
[null,34.609000000000002,0,0,null,null,null,null,null,null,null,null,null,null,null,null,null,null,null,34.609000000000002,0,{"$error":"#DIV/0!"}]
[null,34.64,0,0,null,null,null,null,null,null,null,null,null,null,null,null,null,null,null,34.64,0,{"$error":"#DIV/0!"}]
[null,34.67,0,0,null,null,null,null,null,null,null,null,null,null,null,null,null,null,null,34.67,0,{"$error":"#DIV/0!"}]
[null,34.688000000000002,0,0,null,null,null,null,null,null,null,null,null,null,null,null,null,null,null,34.688000000000002,0,{"$error":"#DIV/0!"}]
[null,34.719000000000001,0,0,null,null,null,null,null,null,null,null,null,null,null,null,null,null,null,34.719000000000001,0,{"$error":"#DIV/0!"}]
[null,34.765999999999998,0,0,null,null,null,null,null,null,null,null,null,null,null,null,null,null,null,34.765999999999998,0,{"$error":"#DIV/0!"}]
[null,34.797000000000004,0,0,null,null,null,null,null,null,null,null,null,null,null,null,null,null,null,34.797000000000004,0,{"$error":"#DIV/0!"}]
[null,34.826999999999998,0,0,null,null,null,null,null,null,null,null,null,null,null,null,null,null,null,34.826999999999998,0,{"$error":"#DIV/0!"}]
[null,34.844999999999999,0,0,null,null,null,null,null,null,null,null,null,null,null,null,null,null,null,34.844999999999999,0,{"$error":"#DIV/0!"}]
[null,34.875999999999998,0,0,null,null,null,null,null,null,null,null,null,null,null,null,null,null,null,34.875999999999998,0,{"$error":"#DIV/0!"}]
[null,34.892000000000003,0,0,null,null,null,null,null,null,null,null,null,null,null,null,null,null,null,34.892000000000003,0,{"$error":"#DIV/0!"}]
[null,34.923999999999999,0,0,null,null,null,null,null,null,null,null,null,null,null,null,null,null,null,34.923999999999999,0,{"$error":"#DIV/0!"}]
[null,34.954999999999998,0,0,null,null,null,null,null,null,null,null,null,null,null,null,null,null,null,34.954999999999998,0,{"$error":"#DIV/0!"}]
[null,34.972999999999999,0,0,null,null,null,null,null,null,null,null,null,null,null,null,null,null,null,34.972999999999999,0,{"$error":"#DIV/0!"}]
[null,35.018999999999998,0,0,null,null,null,null,null,null,null,null,null,null,null,null,null,null,null,35.018999999999998,0,{"$error":"#DIV/0!"}]
[null,35.033999999999999,0,0,null,null,null,null,null,null,null,null,null,null,null,null,null,null,null,35.033999999999999,0,{"$error":"#DIV/0!"}]
[null,35.081000000000003,0,0,null,null,null,null,null,null,null,null,null,null,null,null,null,null,null,35.081000000000003,0,{"$error":"#DIV/0!"}]
[null,35.112000000000002,0,0,null,null,null,null,null,null,null,null,null,null,null,null,null,null,null,35.112000000000002,0,{"$error":"#DIV/0!"}]
[null,35.118000000000002,0,0,null,null,null,null,null,null,null,null,null,null,null,null,null,null,null,35.118000000000002,0,{"$error":"#DIV/0!"}]
[null,35.160000000000004,0,0,null,null,null,null,null,null,null,null,null,null,null,null,null,null,null,35.160000000000004,0,{"$error":"#DIV/0!"}]
[null,35.191000000000003,0,0,null,null,null,null,null,null,null,null,null,null,null,null,null,null,null,35.191000000000003,0,{"$error":"#DIV/0!"}]
[null,35.209000000000003,0,0,null,null,null,null,null,null,null,null,null,null,null,null,null,null,null,35.209000000000003,0,{"$error":"#DIV/0!"}]
[null,35.241,0,0,null,null,null,null,null,null,null,null,null,null,null,null,null,null,null,35.241,0,{"$error":"#DIV/0!"}]
[null,35.270000000000003,0,0,null,null,null,null,null,null,null,null,null,null,null,null,null,null,null,35.270000000000003,0,{"$error":"#DIV/0!"}]
[null,35.317,0,0,null,null,null,null,null,null,null,null,null,null,null,null,null,null,null,35.317,0,{"$error":"#DIV/0!"}]
[null,35.319000000000003,0,0,null,null,null,null,null,null,null,null,null,null,null,null,null,null,null,35.319000000000003,0,{"$error":"#DIV/0!"}]
[null,35.368000000000002,0,0,null,null,null,null,null,null,null,null,null,null,null,null,null,null,null,35.368000000000002,0,{"$error":"#DIV/0!"}]
[null,35.396000000000001,0,0,null,null,null,null,null,null,null,null,null,null,null,null,null,null,null,35.396000000000001,0,{"$error":"#DIV/0!"}]
[null,35.427,0,0,null,null,null,null,null,null,null,null,null,null,null,null,null,null,null,35.427,0,{"$error":"#DIV/0!"}]
[null,35.445,0,0,null,null,null,null,null,null,null,null,null,null,null,null,null,null,null,35.445,0,{"$error":"#DIV/0!"}]
[null,35.463000000000001,0,0,null,null,null,null,null,null,null,null,null,null,null,null,null,null,null,35.463000000000001,0,{"$error":"#DIV/0!"}]
[null,35.506,0,0,null,null,null,null,null,null,null,null,null,null,null,null,null,null,null,35.506,0,{"$error":"#DIV/0!"}]
[null,35.524000000000001,0,0,null,null,null,null,null,null,null,null,null,null,null,null,null,null,null,35.524000000000001,0,{"$error":"#DIV/0!"}]
[null,35.555,0,0,null,null,null,null,null,null,null,null,null,null,null,null,null,null,null,35.555,0,{"$error":"#DIV/0!"}]
[null,35.602000000000004,0,0,null,null,null,null,null,null,null,null,null,null,null,null,null,null,null,35.602000000000004,0,{"$error":"#DIV/0!"}]
[null,35.619999999999997,0,0,null,null,null,null,null,null,null,null,null,null,null,null,null,null,null,35.619999999999997,0,{"$error":"#DIV/0!"}]
[null,35.634,0,0,null,null,null,null,null,null,null,null,null,null,null,null,null,null,null,35.634,0,{"$error":"#DIV/0!"}]
[null,35.680999999999997,0,0,null,null,null,null,null,null,null,null,null,null,null,null,null,null,null,35.680999999999997,0,{"$error":"#DIV/0!"}]
[null,35.712000000000003,0,0,null,null,null,null,null,null,null,null,null,null,null,null,null,null,null,35.712000000000003,0,{"$error":"#DIV/0!"}]
[null,35.747,0,0,null,null,null,null,null,null,null,null,null,null,null,null,null,null,null,35.747,0,{"$error":"#DIV/0!"}]
[null,35.76,0,0,null,null,null,null,null,null,null,null,null,null,null,null,null,null,null,35.76,0,{"$error":"#DIV/0!"}]
[null,35.791000000000004,0,0,null,null,null,null,null,null,null,null,null,null,null,null,null,null,null,35.791000000000004,0,{"$error":"#DIV/0!"}]
[null,35.808999999999997,0,0,null,null,null,null,null,null,null,null,null,null,null,null,null,null,null,35.808999999999997,0,{"$error":"#DIV/0!"}]
[null,35.841999999999999,0,0,null,null,null,null,null,null,null,null,null,null,null,null,null,null,null,35.841999999999999,0,{"$error":"#DIV/0!"}]
[null,35.869999999999997,0,0,null,null,null,null,null,null,null,null,null,null,null,null,null,null,null,35.869999999999997,0,{"$error":"#DIV/0!"}]
[null,35.917000000000002,0,0,null,null,null,null,null,null,null,null,null,null,null,null,null,null,null,35.917000000000002,0,{"$error":"#DIV/0!"}]
[null,35.948,0,0,null,null,null,null,null,null,null,null,null,null,null,null,null,null,null,35.948,0,{"$error":"#DIV/0!"}]
[null,35.969000000000001,0,0,null,null,null,null,null,null,null,null,null,null,null,null,null,null,null,35.969000000000001,0,{"$f":"D35978/$D$3","v":{"$error":"#DIV/0!"}}]
[null,35.996000000000002,0,0,null,null,null,null,null,null,null,null,null,null,null,null,null,null,null,35.996000000000002,0,{"$error":"#DIV/0!"}]
[null,36.027000000000001,0,0,null,null,null,null,null,null,null,null,null,null,null,null,null,null,null,36.027000000000001,0,{"$error":"#DIV/0!"}]
[null,36.045000000000002,0,0,null,null,null,null,null,null,null,null,null,null,null,null,null,null,null,36.045000000000002,0,{"$error":"#DIV/0!"}]
[null,36.091999999999999,0,0,null,null,null,null,null,null,null,null,null,null,null,null,null,null,null,36.091999999999999,0,{"$error":"#DIV/0!"}]
[null,36.122,0,0,null,null,null,null,null,null,null,null,null,null,null,null,null,null,null,36.122,0,{"$error":"#DIV/0!"}]
[null,36.124000000000002,0,0,null,null,null,null,null,null,null,null,null,null,null,null,null,null,null,36.124000000000002,0,{"$error":"#DIV/0!"}]
[null,36.155000000000001,0,0,null,null,null,null,null,null,null,null,null,null,null,null,null,null,null,36.155000000000001,0,{"$error":"#DIV/0!"}]
[null,36.191000000000003,0,0,null,null,null,null,null,null,null,null,null,null,null,null,null,null,null,36.191000000000003,0,{"$error":"#DIV/0!"}]
[null,36.231999999999999,0,0,null,null,null,null,null,null,null,null,null,null,null,null,null,null,null,36.231999999999999,0,{"$error":"#DIV/0!"}]
[null,36.262999999999998,0,0,null,null,null,null,null,null,null,null,null,null,null,null,null,null,null,36.262999999999998,0,{"$error":"#DIV/0!"}]
[null,36.280999999999999,0,0,null,null,null,null,null,null,null,null,null,null,null,null,null,null,null,36.280999999999999,0,{"$error":"#DIV/0!"}]
[null,36.314,0,0,null,null,null,null,null,null,null,null,null,null,null,null,null,null,null,36.314,0,{"$error":"#DIV/0!"}]
[null,36.329000000000001,0,0,null,null,null,null,null,null,null,null,null,null,null,null,null,null,null,36.329000000000001,0,{"$error":"#DIV/0!"}]
[null,36.36,0,0,null,null,null,null,null,null,null,null,null,null,null,null,null,null,null,36.36,0,{"$error":"#DIV/0!"}]
[null,36.390999999999998,0,0,null,null,null,null,null,null,null,null,null,null,null,null,null,null,null,36.390999999999998,0,{"$error":"#DIV/0!"}]
[null,36.413000000000004,0,0,null,null,null,null,null,null,null,null,null,null,null,null,null,null,null,36.413000000000004,0,{"$error":"#DIV/0!"}]
[null,36.439,0,0,null,null,null,null,null,null,null,null,null,null,null,null,null,null,null,36.439,0,{"$error":"#DIV/0!"}]
[null,36.47,0,0,null,null,null,null,null,null,null,null,null,null,null,null,null,null,null,36.47,0,{"$error":"#DIV/0!"}]
[null,36.517000000000003,0,0,null,null,null,null,null,null,null,null,null,null,null,null,null,null,null,36.517000000000003,0,{"$error":"#DIV/0!"}]
[null,36.536000000000001,0,0,null,null,null,null,null,null,null,null,null,null,null,null,null,null,null,36.536000000000001,0,{"$error":"#DIV/0!"}]
[null,36.564999999999998,0,0,null,null,null,null,null,null,null,null,null,null,null,null,null,null,null,36.564999999999998,0,{"$error":"#DIV/0!"}]
[null,36.596000000000004,0,0,null,null,null,null,null,null,null,null,null,null,null,null,null,null,null,36.596000000000004,0,{"$error":"#DIV/0!"}]
[null,36.627000000000002,0,0,null,null,null,null,null,null,null,null,null,null,null,null,null,null,null,36.627000000000002,0,{"$error":"#DIV/0!"}]
[null,36.663000000000004,0,0,null,null,null,null,null,null,null,null,null,null,null,null,null,null,null,36.663000000000004,0,{"$error":"#DIV/0!"}]
[null,36.675000000000004,0,0,null,null,null,null,null,null,null,null,null,null,null,null,null,null,null,36.675000000000004,0,{"$error":"#DIV/0!"}]
[null,36.722000000000001,0,0,null,null,null,null,null,null,null,null,null,null,null,null,null,null,null,36.722000000000001,0,{"$error":"#DIV/0!"}]
[null,36.753,0,0,null,null,null,null,null,null,null,null,null,null,null,null,null,null,null,36.753,0,{"$error":"#DIV/0!"}]
[null,36.758000000000003,0,0,null,null,null,null,null,null,null,null,null,null,null,null,null,null,null,36.758000000000003,0,{"$error":"#DIV/0!"}]
[null,36.801000000000002,0,0,null,null,null,null,null,null,null,null,null,null,null,null,null,null,null,36.801000000000002,0,{"$f":"D36810/$D$3","v":{"$error":"#DIV/0!"}}]
[null,36.832000000000001,0,0,null,null,null,null,null,null,null,null,null,null,null,null,null,null,null,36.832000000000001,0,{"$error":"#DIV/0!"}]
[null,36.863,0,0,null,null,null,null,null,null,null,null,null,null,null,null,null,null,null,36.863,0,{"$error":"#DIV/0!"}]
[null,36.884999999999998,0,0,null,null,null,null,null,null,null,null,null,null,null,null,null,null,null,36.884999999999998,0,{"$error":"#DIV/0!"}]
[null,36.911000000000001,0,0,null,null,null,null,null,null,null,null,null,null,null,null,null,null,null,36.911000000000001,0,{"$error":"#DIV/0!"}]
[null,36.929000000000002,0,0,null,null,null,null,null,null,null,null,null,null,null,null,null,null,null,36.929000000000002,0,{"$f":"D36938/$D$3","v":{"$error":"#DIV/0!"}}]
[null,36.96,0,0,null,null,null,null,null,null,null,null,null,null,null,null,null,null,null,36.96,0,{"$error":"#DIV/0!"}]
[null,37.008000000000003,0,0,null,null,null,null,null,null,null,null,null,null,null,null,null,null,null,37.008000000000003,0,{"$error":"#DIV/0!"}]
[null,37.036999999999999,0,0,null,null,null,null,null,null,null,null,null,null,null,null,null,null,null,37.036999999999999,0,{"$error":"#DIV/0!"}]
[null,37.067999999999998,0,0,null,null,null,null,null,null,null,null,null,null,null,null,null,null,null,37.067999999999998,0,{"$error":"#DIV/0!"}]
[null,37.099000000000004,0,0,null,null,null,null,null,null,null,null,null,null,null,null,null,null,null,37.099000000000004,0,{"$error":"#DIV/0!"}]
[null,37.106999999999999,0,0,null,null,null,null,null,null,null,null,null,null,null,null,null,null,null,37.106999999999999,0,{"$error":"#DIV/0!"}]
[null,37.146999999999998,0,0,null,null,null,null,null,null,null,null,null,null,null,null,null,null,null,37.146999999999998,0,{"$error":"#DIV/0!"}]
[null,37.164999999999999,0,0,null,null,null,null,null,null,null,null,null,null,null,null,null,null,null,37.164999999999999,0,{"$error":"#DIV/0!"}]
[null,37.195999999999998,0,0,null,null,null,null,null,null,null,null,null,null,null,null,null,null,null,37.195999999999998,0,{"$error":"#DIV/0!"}]
[null,37.227000000000004,0,0,null,null,null,null,null,null,null,null,null,null,null,null,null,null,null,37.227000000000004,0,{"$error":"#DIV/0!"}]
[null,37.264000000000003,0,0,null,null,null,null,null,null,null,null,null,null,null,null,null,null,null,37.264000000000003,0,{"$error":"#DIV/0!"}]
[null,37.274999999999999,0,0,null,null,null,null,null,null,null,null,null,null,null,null,null,null,null,37.274999999999999,0,{"$error":"#DIV/0!"}]
[null,37.322000000000003,0,0,null,null,null,null,null,null,null,null,null,null,null,null,null,null,null,37.322000000000003,0,{"$error":"#DIV/0!"}]
[null,37.353000000000002,0,0,null,null,null,null,null,null,null,null,null,null,null,null,null,null,null,37.353000000000002,0,{"$error":"#DIV/0!"}]
[null,37.387,0,0,null,null,null,null,null,null,null,null,null,null,null,null,null,null,null,37.387,0,{"$error":"#DIV/0!"}]
[null,37.401000000000003,0,0,null,null,null,null,null,null,null,null,null,null,null,null,null,null,null,37.401000000000003,0,{"$error":"#DIV/0!"}]
[null,37.432000000000002,0,0,null,null,null,null,null,null,null,null,null,null,null,null,null,null,null,37.432000000000002,0,{"$error":"#DIV/0!"}]
[null,37.463000000000001,0,0,null,null,null,null,null,null,null,null,null,null,null,null,null,null,null,37.463000000000001,0,{"$error":"#DIV/0!"}]
[null,37.486000000000004,0,0,null,null,null,null,null,null,null,null,null,null,null,null,null,null,null,37.486000000000004,0,{"$error":"#DIV/0!"}]
[null,37.511000000000003,0,0,null,null,null,null,null,null,null,null,null,null,null,null,null,null,null,37.511000000000003,0,{"$error":"#DIV/0!"}]
[null,37.558,0,0,null,null,null,null,null,null,null,null,null,null,null,null,null,null,null,37.558,0,{"$error":"#DIV/0!"}]
[null,37.588999999999999,0,0,null,null,null,null,null,null,null,null,null,null,null,null,null,null,null,37.588999999999999,0,{"$error":"#DIV/0!"}]
[null,37.609000000000002,0,0,null,null,null,null,null,null,null,null,null,null,null,null,null,null,null,37.609000000000002,0,{"$error":"#DIV/0!"}]
[null,37.637,0,0,null,null,null,null,null,null,null,null,null,null,null,null,null,null,null,37.637,0,{"$error":"#DIV/0!"}]
[null,37.667999999999999,0,0,null,null,null,null,null,null,null,null,null,null,null,null,null,null,null,37.667999999999999,0,{"$error":"#DIV/0!"}]
[null,37.686,0,0,null,null,null,null,null,null,null,null,null,null,null,null,null,null,null,37.686,0,{"$error":"#DIV/0!"}]
[null,37.707999999999998,0,0,null,null,null,null,null,null,null,null,null,null,null,null,null,null,null,37.707999999999998,0,{"$error":"#DIV/0!"}]
[null,37.747,0,0,null,null,null,null,null,null,null,null,null,null,null,null,null,null,null,37.747,0,{"$error":"#DIV/0!"}]
[null,37.765000000000001,0,0,null,null,null,null,null,null,null,null,null,null,null,null,null,null,null,37.765000000000001,0,{"$error":"#DIV/0!"}]
[null,37.795999999999999,0,0,null,null,null,null,null,null,null,null,null,null,null,null,null,null,null,37.795999999999999,0,{"$error":"#DIV/0!"}]
[null,37.831000000000003,0,0,null,null,null,null,null,null,null,null,null,null,null,null,null,null,null,37.831000000000003,0,{"$error":"#DIV/0!"}]
[null,37.872999999999998,0,0,null,null,null,null,null,null,null,null,null,null,null,null,null,null,null,37.872999999999998,0,{"$error":"#DIV/0!"}]
[null,37.904000000000003,0,0,null,null,null,null,null,null,null,null,null,null,null,null,null,null,null,37.904000000000003,0,{"$error":"#DIV/0!"}]
[null,37.922000000000004,0,0,null,null,null,null,null,null,null,null,null,null,null,null,null,null,null,37.922000000000004,0,{"$error":"#DIV/0!"}]
[null,37.957999999999998,0,0,null,null,null,null,null,null,null,null,null,null,null,null,null,null,null,37.957999999999998,0,{"$error":"#DIV/0!"}]
[null,37.983000000000004,0,0,null,null,null,null,null,null,null,null,null,null,null,null,null,null,null,37.983000000000004,0,{"$error":"#DIV/0!"}]
[null,38.000999999999998,0,0,null,null,null,null,null,null,null,null,null,null,null,null,null,null,null,38.000999999999998,0,{"$error":"#DIV/0!"}]
[null,38.032000000000004,0,0,null,null,null,null,null,null,null,null,null,null,null,null,null,null,null,38.032000000000004,0,{"$error":"#DIV/0!"}]
[null,38.052999999999997,0,0,null,null,null,null,null,null,null,null,null,null,null,null,null,null,null,38.052999999999997,0,{"$error":"#DIV/0!"}]
[null,38.08,0,0,null,null,null,null,null,null,null,null,null,null,null,null,null,null,null,38.08,0,{"$error":"#DIV/0!"}]
[null,38.111000000000004,0,0,null,null,null,null,null,null,null,null,null,null,null,null,null,null,null,38.111000000000004,0,{"$error":"#DIV/0!"}]
[null,38.158000000000001,0,0,null,null,null,null,null,null,null,null,null,null,null,null,null,null,null,38.158000000000001,0,{"$error":"#DIV/0!"}]
[null,38.18,0,0,null,null,null,null,null,null,null,null,null,null,null,null,null,null,null,38.18,0,{"$error":"#DIV/0!"}]
[null,38.219000000000001,0,0,null,null,null,null,null,null,null,null,null,null,null,null,null,null,null,38.219000000000001,0,{"$error":"#DIV/0!"}]
[null,38.237000000000002,0,0,null,null,null,null,null,null,null,null,null,null,null,null,null,null,null,38.237000000000002,0,{"$error":"#DIV/0!"}]
[null,38.268000000000001,0,0,null,null,null,null,null,null,null,null,null,null,null,null,null,null,null,38.268000000000001,0,{"$error":"#DIV/0!"}]
[null,38.307000000000002,0,0,null,null,null,null,null,null,null,null,null,null,null,null,null,null,null,38.307000000000002,0,{"$error":"#DIV/0!"}]
[null,38.316000000000003,0,0,null,null,null,null,null,null,null,null,null,null,null,null,null,null,null,38.316000000000003,0,{"$error":"#DIV/0!"}]
[null,38.347000000000001,0,0,null,null,null,null,null,null,null,null,null,null,null,null,null,null,null,38.347000000000001,0,{"$error":"#DIV/0!"}]
[null,38.393999999999998,0,0,null,null,null,null,null,null,null,null,null,null,null,null,null,null,null,38.393999999999998,0,{"$error":"#DIV/0!"}]
[null,38.402000000000001,0,0,null,null,null,null,null,null,null,null,null,null,null,null,null,null,null,38.402000000000001,0,{"$error":"#DIV/0!"}]
[null,38.426000000000002,0,0,null,null,null,null,null,null,null,null,null,null,null,null,null,null,null,38.426000000000002,0,{"$error":"#DIV/0!"}]
[null,38.472999999999999,0,0,null,null,null,null,null,null,null,null,null,null,null,null,null,null,null,38.472999999999999,0,{"$error":"#DIV/0!"}]
[null,38.503999999999998,0,0,null,null,null,null,null,null,null,null,null,null,null,null,null,null,null,38.503999999999998,0,{"$error":"#DIV/0!"}]
[null,38.529000000000003,0,0,null,null,null,null,null,null,null,null,null,null,null,null,null,null,null,38.529000000000003,0,{"$f":"D38538/$D$3","v":{"$error":"#DIV/0!"}}]
[null,38.552,0,0,null,null,null,null,null,null,null,null,null,null,null,null,null,null,null,38.552,0,{"$error":"#DIV/0!"}]
[null,38.582999999999998,0,0,null,null,null,null,null,null,null,null,null,null,null,null,null,null,null,38.582999999999998,0,{"$error":"#DIV/0!"}]
[null,38.600999999999999,0,0,null,null,null,null,null,null,null,null,null,null,null,null,null,null,null,38.600999999999999,0,{"$error":"#DIV/0!"}]
[null,38.652000000000001,0,0,null,null,null,null,null,null,null,null,null,null,null,null,null,null,null,38.652000000000001,0,{"$error":"#DIV/0!"}]
[null,38.677999999999997,0,0,null,null,null,null,null,null,null,null,null,null,null,null,null,null,null,38.677999999999997,0,{"$error":"#DIV/0!"}]
[null,38.709000000000003,0,0,null,null,null,null,null,null,null,null,null,null,null,null,null,null,null,38.709000000000003,0,{"$error":"#DIV/0!"}]
[null,38.710999999999999,0,0,null,null,null,null,null,null,null,null,null,null,null,null,null,null,null,38.710999999999999,0,{"$error":"#DIV/0!"}]
[null,38.758000000000003,0,0,null,null,null,null,null,null,null,null,null,null,null,null,null,null,null,38.758000000000003,0,{"$error":"#DIV/0!"}]
[null,38.780999999999999,0,0,null,null,null,null,null,null,null,null,null,null,null,null,null,null,null,38.780999999999999,0,{"$error":"#DIV/0!"}]
[null,38.819000000000003,0,0,null,null,null,null,null,null,null,null,null,null,null,null,null,null,null,38.819000000000003,0,{"$error":"#DIV/0!"}]
[null,38.837000000000003,0,0,null,null,null,null,null,null,null,null,null,null,null,null,null,null,null,38.837000000000003,0,{"$error":"#DIV/0!"}]
[null,38.868000000000002,0,0,null,null,null,null,null,null,null,null,null,null,null,null,null,null,null,38.868000000000002,0,{"$error":"#DIV/0!"}]
[null,38.908000000000001,0,0,null,null,null,null,null,null,null,null,null,null,null,null,null,null,null,38.908000000000001,0,{"$error":"#DIV/0!"}]
[null,38.916000000000004,0,0,null,null,null,null,null,null,null,null,null,null,null,null,null,null,null,38.916000000000004,0,{"$error":"#DIV/0!"}]
[null,38.947000000000003,0,0,null,null,null,null,null,null,null,null,null,null,null,null,null,null,null,38.947000000000003,0,{"$error":"#DIV/0!"}]
[null,38.994,0,0,null,null,null,null,null,null,null,null,null,null,null,null,null,null,null,38.994,0,{"$error":"#DIV/0!"}]
[null,39.003,0,0,null,null,null,null,null,null,null,null,null,null,null,null,null,null,null,39.003,0,{"$error":"#DIV/0!"}]
[null,39.055,0,0,null,null,null,null,null,null,null,null,null,null,null,null,null,null,null,39.055,0,{"$error":"#DIV/0!"}]
[null,39.073,0,0,null,null,null,null,null,null,null,null,null,null,null,null,null,null,null,39.073,0,{"$error":"#DIV/0!"}]
[null,39.103999999999999,0,0,null,null,null,null,null,null,null,null,null,null,null,null,null,null,null,39.103999999999999,0,{"$error":"#DIV/0!"}]
[null,39.130000000000003,0,0,null,null,null,null,null,null,null,null,null,null,null,null,null,null,null,39.130000000000003,0,{"$error":"#DIV/0!"}]
[null,39.152000000000001,0,0,null,null,null,null,null,null,null,null,null,null,null,null,null,null,null,39.152000000000001,0,{"$error":"#DIV/0!"}]
[null,39.183,0,0,null,null,null,null,null,null,null,null,null,null,null,null,null,null,null,39.183,0,{"$error":"#DIV/0!"}]
[null,39.201000000000001,0,0,null,null,null,null,null,null,null,null,null,null,null,null,null,null,null,39.201000000000001,0,{"$error":"#DIV/0!"}]
[null,39.253,0,0,null,null,null,null,null,null,null,null,null,null,null,null,null,null,null,39.253,0,{"$error":"#DIV/0!"}]
[null,39.277999999999999,0,0,null,null,null,null,null,null,null,null,null,null,null,null,null,null,null,39.277999999999999,0,{"$error":"#DIV/0!"}]
[null,39.308999999999997,0,0,null,null,null,null,null,null,null,null,null,null,null,null,null,null,null,39.308999999999997,0,{"$error":"#DIV/0!"}]
[null,39.340000000000003,0,0,null,null,null,null,null,null,null,null,null,null,null,null,null,null,null,39.340000000000003,0,{"$error":"#DIV/0!"}]
[null,39.352000000000004,0,0,null,null,null,null,null,null,null,null,null,null,null,null,null,null,null,39.352000000000004,0,{"$error":"#DIV/0!"}]
[null,39.387999999999998,0,0,null,null,null,null,null,null,null,null,null,null,null,null,null,null,null,39.387999999999998,0,{"$error":"#DIV/0!"}]
[null,39.419000000000004,0,0,null,null,null,null,null,null,null,null,null,null,null,null,null,null,null,39.419000000000004,0,{"$error":"#DIV/0!"}]
[null,39.436999999999998,0,0,null,null,null,null,null,null,null,null,null,null,null,null,null,null,null,39.436999999999998,0,{"$error":"#DIV/0!"}]
[null,39.475000000000001,0,0,null,null,null,null,null,null,null,null,null,null,null,null,null,null,null,39.475000000000001,0,{"$error":"#DIV/0!"}]
[null,39.514000000000003,0,0,null,null,null,null,null,null,null,null,null,null,null,null,null,null,null,39.514000000000003,0,{"$error":"#DIV/0!"}]
[null,39.515999999999998,0,0,null,null,null,null,null,null,null,null,null,null,null,null,null,null,null,39.515999999999998,0,{"$error":"#DIV/0!"}]
[null,39.547000000000004,0,0,null,null,null,null,null,null,null,null,null,null,null,null,null,null,null,39.547000000000004,0,{"$error":"#DIV/0!"}]
[null,39.573999999999998,0,0,null,null,null,null,null,null,null,null,null,null,null,null,null,null,null,39.573999999999998,0,{"$error":"#DIV/0!"}]
[null,39.624000000000002,0,0,null,null,null,null,null,null,null,null,null,null,null,null,null,null,null,39.624000000000002,0,{"$error":"#DIV/0!"}]
[null,39.655000000000001,0,0,null,null,null,null,null,null,null,null,null,null,null,null,null,null,null,39.655000000000001,0,{"$error":"#DIV/0!"}]
[null,39.673000000000002,0,0,null,null,null,null,null,null,null,null,null,null,null,null,null,null,null,39.673000000000002,0,{"$error":"#DIV/0!"}]
[null,39.697000000000003,0,0,null,null,null,null,null,null,null,null,null,null,null,null,null,null,null,39.697000000000003,0,{"$error":"#DIV/0!"}]
[null,39.721000000000004,0,0,null,null,null,null,null,null,null,null,null,null,null,null,null,null,null,39.721000000000004,0,{"$error":"#DIV/0!"}]
[null,39.752000000000002,0,0,null,null,null,null,null,null,null,null,null,null,null,null,null,null,null,39.752000000000002,0,{"$error":"#DIV/0!"}]
[null,39.783000000000001,0,0,null,null,null,null,null,null,null,null,null,null,null,null,null,null,null,39.783000000000001,0,{"$error":"#DIV/0!"}]
[null,39.823999999999998,0,0,null,null,null,null,null,null,null,null,null,null,null,null,null,null,null,39.823999999999998,0,{"$error":"#DIV/0!"}]
[null,39.86,0,0,null,null,null,null,null,null,null,null,null,null,null,null,null,null,null,39.86,0,{"$error":"#DIV/0!"}]
[null,39.878,0,0,null,null,null,null,null,null,null,null,null,null,null,null,null,null,null,39.878,0,{"$error":"#DIV/0!"}]
[null,39.908999999999999,0,0,null,null,null,null,null,null,null,null,null,null,null,null,null,null,null,39.908999999999999,0,{"$error":"#DIV/0!"}]
[null,39.919000000000004,0,0,null,null,null,null,null,null,null,null,null,null,null,null,null,null,null,39.919000000000004,0,{"$error":"#DIV/0!"}]
[null,39.957000000000001,0,0,null,null,null,null,null,null,null,null,null,null,null,null,null,null,null,39.957000000000001,0,{"$error":"#DIV/0!"}]
[null,39.988,0,0,null,null,null,null,null,null,null,null,null,null,null,null,null,null,null,39.988,0,{"$error":"#DIV/0!"}]
[null,40.018999999999998,0,0,null,null,null,null,null,null,null,null,null,null,null,null,null,null,null,40.018999999999998,0,{"$error":"#DIV/0!"}]
[null,40.045999999999999,0,0,null,null,null,null,null,null,null,null,null,null,null,null,null,null,null,40.045999999999999,0,{"$error":"#DIV/0!"}]
[null,40.067,0,0,null,null,null,null,null,null,null,null,null,null,null,null,null,null,null,40.067,0,{"$error":"#DIV/0!"}]
[null,40.114000000000004,0,0,null,null,null,null,null,null,null,null,null,null,null,null,null,null,null,40.114000000000004,0,{"$error":"#DIV/0!"}]
[null,40.145000000000003,0,0,null,null,null,null,null,null,null,null,null,null,null,null,null,null,null,40.145000000000003,0,{"$error":"#DIV/0!"}]
[null,40.169000000000004,0,0,null,null,null,null,null,null,null,null,null,null,null,null,null,null,null,40.169000000000004,0,{"$error":"#DIV/0!"}]
[null,40.192999999999998,0,0,null,null,null,null,null,null,null,null,null,null,null,null,null,null,null,40.192999999999998,0,{"$f":"D40202/$D$3","v":{"$error":"#DIV/0!"}}]
[null,40.224000000000004,0,0,null,null,null,null,null,null,null,null,null,null,null,null,null,null,null,40.224000000000004,0,{"$error":"#DIV/0!"}]
[null,40.241999999999997,0,0,null,null,null,null,null,null,null,null,null,null,null,null,null,null,null,40.241999999999997,0,{"$error":"#DIV/0!"}]
[null,40.268000000000001,0,0,null,null,null,null,null,null,null,null,null,null,null,null,null,null,null,40.268000000000001,0,{"$error":"#DIV/0!"}]
[null,40.303000000000004,0,0,null,null,null,null,null,null,null,null,null,null,null,null,null,null,null,40.303000000000004,0,{"$error":"#DIV/0!"}]
[null,40.320999999999998,0,0,null,null,null,null,null,null,null,null,null,null,null,null,null,null,null,40.320999999999998,0,{"$f":"D40330/$D$3","v":{"$error":"#DIV/0!"}}]
[null,40.352000000000004,0,0,null,null,null,null,null,null,null,null,null,null,null,null,null,null,null,40.352000000000004,0,{"$error":"#DIV/0!"}]
[null,40.383000000000003,0,0,null,null,null,null,null,null,null,null,null,null,null,null,null,null,null,40.383000000000003,0,{"$error":"#DIV/0!"}]
[null,40.425000000000004,0,0,null,null,null,null,null,null,null,null,null,null,null,null,null,null,null,40.425000000000004,0,{"$error":"#DIV/0!"}]
[null,40.46,0,0,null,null,null,null,null,null,null,null,null,null,null,null,null,null,null,40.46,0,{"$error":"#DIV/0!"}]
[null,40.478000000000002,0,0,null,null,null,null,null,null,null,null,null,null,null,null,null,null,null,40.478000000000002,0,{"$error":"#DIV/0!"}]
[null,40.509,0,0,null,null,null,null,null,null,null,null,null,null,null,null,null,null,null,40.509,0,{"$error":"#DIV/0!"}]
[null,40.548000000000002,0,0,null,null,null,null,null,null,null,null,null,null,null,null,null,null,null,40.548000000000002,0,{"$error":"#DIV/0!"}]
[null,40.557000000000002,0,0,null,null,null,null,null,null,null,null,null,null,null,null,null,null,null,40.557000000000002,0,{"$error":"#DIV/0!"}]
[null,40.588000000000001,0,0,null,null,null,null,null,null,null,null,null,null,null,null,null,null,null,40.588000000000001,0,{"$error":"#DIV/0!"}]
[null,40.619,0,0,null,null,null,null,null,null,null,null,null,null,null,null,null,null,null,40.619,0,{"$error":"#DIV/0!"}]
[null,40.646999999999998,0,0,null,null,null,null,null,null,null,null,null,null,null,null,null,null,null,40.646999999999998,0,{"$error":"#DIV/0!"}]
[null,40.667000000000002,0,0,null,null,null,null,null,null,null,null,null,null,null,null,null,null,null,40.667000000000002,0,{"$error":"#DIV/0!"}]
[null,40.713999999999999,0,0,null,null,null,null,null,null,null,null,null,null,null,null,null,null,null,40.713999999999999,0,{"$error":"#DIV/0!"}]
[null,40.744999999999997,0,0,null,null,null,null,null,null,null,null,null,null,null,null,null,null,null,40.744999999999997,0,{"$error":"#DIV/0!"}]
[null,40.770000000000003,0,0,null,null,null,null,null,null,null,null,null,null,null,null,null,null,null,40.770000000000003,0,{"$error":"#DIV/0!"}]
[null,40.792999999999999,0,0,null,null,null,null,null,null,null,null,null,null,null,null,null,null,null,40.792999999999999,0,{"$error":"#DIV/0!"}]
[null,40.823999999999998,0,0,null,null,null,null,null,null,null,null,null,null,null,null,null,null,null,40.823999999999998,0,{"$error":"#DIV/0!"}]
[null,40.841999999999999,0,0,null,null,null,null,null,null,null,null,null,null,null,null,null,null,null,40.841999999999999,0,{"$error":"#DIV/0!"}]
[null,40.869,0,0,null,null,null,null,null,null,null,null,null,null,null,null,null,null,null,40.869,0,{"$error":"#DIV/0!"}]
[null,40.902999999999999,0,0,null,null,null,null,null,null,null,null,null,null,null,null,null,null,null,40.902999999999999,0,{"$error":"#DIV/0!"}]
[null,40.950000000000003,0,0,null,null,null,null,null,null,null,null,null,null,null,null,null,null,null,40.950000000000003,0,{"$error":"#DIV/0!"}]
[null,40.981000000000002,0,0,null,null,null,null,null,null,null,null,null,null,null,null,null,null,null,40.981000000000002,0,{"$error":"#DIV/0!"}]
[null,40.991999999999997,0,0,null,null,null,null,null,null,null,null,null,null,null,null,null,null,null,40.991999999999997,0,{"$error":"#DIV/0!"}]
[null,41.029000000000003,0,0,null,null,null,null,null,null,null,null,null,null,null,null,null,null,null,41.029000000000003,0,{"$error":"#DIV/0!"}]
[null,41.06,0,0,null,null,null,null,null,null,null,null,null,null,null,null,null,null,null,41.06,0,{"$error":"#DIV/0!"}]
[null,41.078000000000003,0,0,null,null,null,null,null,null,null,null,null,null,null,null,null,null,null,41.078000000000003,0,{"$error":"#DIV/0!"}]
[null,41.119,0,0,null,null,null,null,null,null,null,null,null,null,null,null,null,null,null,41.119,0,{"$error":"#DIV/0!"}]
[null,41.139000000000003,0,0,null,null,null,null,null,null,null,null,null,null,null,null,null,null,null,41.139000000000003,0,{"$error":"#DIV/0!"}]
[null,41.157000000000004,0,0,null,null,null,null,null,null,null,null,null,null,null,null,null,null,null,41.157000000000004,0,{"$error":"#DIV/0!"}]
[null,41.188000000000002,0,0,null,null,null,null,null,null,null,null,null,null,null,null,null,null,null,41.188000000000002,0,{"$error":"#DIV/0!"}]
[null,41.218000000000004,0,0,null,null,null,null,null,null,null,null,null,null,null,null,null,null,null,41.218000000000004,0,{"$error":"#DIV/0!"}]
[null,41.265000000000001,0,0,null,null,null,null,null,null,null,null,null,null,null,null,null,null,null,41.265000000000001,0,{"$error":"#DIV/0!"}]
[null,41.295999999999999,0,0,null,null,null,null,null,null,null,null,null,null,null,null,null,null,null,41.295999999999999,0,{"$error":"#DIV/0!"}]
[null,41.314,0,0,null,null,null,null,null,null,null,null,null,null,null,null,null,null,null,41.314,0,{"$error":"#DIV/0!"}]
[null,41.341000000000001,0,0,null,null,null,null,null,null,null,null,null,null,null,null,null,null,null,41.341000000000001,0,{"$error":"#DIV/0!"}]
[null,41.375,0,0,null,null,null,null,null,null,null,null,null,null,null,null,null,null,null,41.375,0,{"$error":"#DIV/0!"}]
[null,41.393000000000001,0,0,null,null,null,null,null,null,null,null,null,null,null,null,null,null,null,41.393000000000001,0,{"$error":"#DIV/0!"}]
[null,41.423999999999999,0,0,null,null,null,null,null,null,null,null,null,null,null,null,null,null,null,41.423999999999999,0,{"$error":"#DIV/0!"}]
[null,41.468000000000004,0,0,null,null,null,null,null,null,null,null,null,null,null,null,null,null,null,41.468000000000004,0,{"$error":"#DIV/0!"}]
[null,41.472000000000001,0,0,null,null,null,null,null,null,null,null,null,null,null,null,null,null,null,41.472000000000001,0,{"$error":"#DIV/0!"}]
[null,41.503,0,0,null,null,null,null,null,null,null,null,null,null,null,null,null,null,null,41.503,0,{"$error":"#DIV/0!"}]
[null,41.550000000000004,0,0,null,null,null,null,null,null,null,null,null,null,null,null,null,null,null,41.550000000000004,0,{"$error":"#DIV/0!"}]
[null,41.563000000000002,0,0,null,null,null,null,null,null,null,null,null,null,null,null,null,null,null,41.563000000000002,0,{"$error":"#DIV/0!"}]
[null,41.611000000000004,0,0,null,null,null,null,null,null,null,null,null,null,null,null,null,null,null,41.611000000000004,0,{"$error":"#DIV/0!"}]
[null,41.628999999999998,0,0,null,null,null,null,null,null,null,null,null,null,null,null,null,null,null,41.628999999999998,0,{"$error":"#DIV/0!"}]
[null,41.660000000000004,0,0,null,null,null,null,null,null,null,null,null,null,null,null,null,null,null,41.660000000000004,0,{"$error":"#DIV/0!"}]
[null,41.69,0,0,null,null,null,null,null,null,null,null,null,null,null,null,null,null,null,41.69,0,{"$error":"#DIV/0!"}]
[null,41.707999999999998,0,0,null,null,null,null,null,null,null,null,null,null,null,null,null,null,null,41.707999999999998,0,{"$error":"#DIV/0!"}]
[null,41.739000000000004,0,0,null,null,null,null,null,null,null,null,null,null,null,null,null,null,null,41.739000000000004,0,{"$error":"#DIV/0!"}]
[null,41.786000000000001,0,0,null,null,null,null,null,null,null,null,null,null,null,null,null,null,null,41.786000000000001,0,{"$error":"#DIV/0!"}]
[null,41.813000000000002,0,0,null,null,null,null,null,null,null,null,null,null,null,null,null,null,null,41.813000000000002,0,{"$error":"#DIV/0!"}]
[null,41.834000000000003,0,0,null,null,null,null,null,null,null,null,null,null,null,null,null,null,null,41.834000000000003,0,{"$error":"#DIV/0!"}]
[null,41.865000000000002,0,0,null,null,null,null,null,null,null,null,null,null,null,null,null,null,null,41.865000000000002,0,{"$error":"#DIV/0!"}]
[null,41.896000000000001,0,0,null,null,null,null,null,null,null,null,null,null,null,null,null,null,null,41.896000000000001,0,{"$error":"#DIV/0!"}]
[null,41.914000000000001,0,0,null,null,null,null,null,null,null,null,null,null,null,null,null,null,null,41.914000000000001,0,{"$error":"#DIV/0!"}]
[null,41.942,0,0,null,null,null,null,null,null,null,null,null,null,null,null,null,null,null,41.942,0,{"$error":"#DIV/0!"}]
[null,41.975000000000001,0,0,null,null,null,null,null,null,null,null,null,null,null,null,null,null,null,41.975000000000001,0,{"$error":"#DIV/0!"}]
[null,41.993000000000002,0,0,null,null,null,null,null,null,null,null,null,null,null,null,null,null,null,41.993000000000002,0,{"$error":"#DIV/0!"}]
[null,42.024000000000001,0,0,null,null,null,null,null,null,null,null,null,null,null,null,null,null,null,42.024000000000001,0,{"$error":"#DIV/0!"}]
[null,42.069000000000003,0,0,null,null,null,null,null,null,null,null,null,null,null,null,null,null,null,42.069000000000003,0,{"$error":"#DIV/0!"}]
[null,42.100999999999999,0,0,null,null,null,null,null,null,null,null,null,null,null,null,null,null,null,42.100999999999999,0,{"$error":"#DIV/0!"}]
[null,42.131999999999998,0,0,null,null,null,null,null,null,null,null,null,null,null,null,null,null,null,42.131999999999998,0,{"$error":"#DIV/0!"}]
[null,42.15,0,0,null,null,null,null,null,null,null,null,null,null,null,null,null,null,null,42.15,0,{"$error":"#DIV/0!"}]
[null,42.164000000000001,0,0,null,null,null,null,null,null,null,null,null,null,null,null,null,null,null,42.164000000000001,0,{"$error":"#DIV/0!"}]
[null,42.210999999999999,0,0,null,null,null,null,null,null,null,null,null,null,null,null,null,null,null,42.210999999999999,0,{"$error":"#DIV/0!"}]
[null,42.228999999999999,0,0,null,null,null,null,null,null,null,null,null,null,null,null,null,null,null,42.228999999999999,0,{"$error":"#DIV/0!"}]
[null,42.26,0,0,null,null,null,null,null,null,null,null,null,null,null,null,null,null,null,42.26,0,{"$error":"#DIV/0!"}]
[null,42.291000000000004,0,0,null,null,null,null,null,null,null,null,null,null,null,null,null,null,null,42.291000000000004,0,{"$error":"#DIV/0!"}]
[null,42.308,0,0,null,null,null,null,null,null,null,null,null,null,null,null,null,null,null,42.308,0,{"$error":"#DIV/0!"}]
[null,42.338999999999999,0,0,null,null,null,null,null,null,null,null,null,null,null,null,null,null,null,42.338999999999999,0,{"$error":"#DIV/0!"}]
[null,42.386000000000003,0,0,null,null,null,null,null,null,null,null,null,null,null,null,null,null,null,42.386000000000003,0,{"$error":"#DIV/0!"}]
[null,42.414000000000001,0,0,null,null,null,null,null,null,null,null,null,null,null,null,null,null,null,42.414000000000001,0,{"$error":"#DIV/0!"}]
[null,42.433999999999997,0,0,null,null,null,null,null,null,null,null,null,null,null,null,null,null,null,42.433999999999997,0,{"$error":"#DIV/0!"}]
[null,42.465000000000003,0,0,null,null,null,null,null,null,null,null,null,null,null,null,null,null,null,42.465000000000003,0,{"$error":"#DIV/0!"}]
[null,42.496000000000002,0,0,null,null,null,null,null,null,null,null,null,null,null,null,null,null,null,42.496000000000002,0,{"$error":"#DIV/0!"}]
[null,42.512999999999998,0,0,null,null,null,null,null,null,null,null,null,null,null,null,null,null,null,42.512999999999998,0,{"$error":"#DIV/0!"}]
[null,42.544000000000004,0,0,null,null,null,null,null,null,null,null,null,null,null,null,null,null,null,42.544000000000004,0,{"$error":"#DIV/0!"}]
[null,42.575000000000003,0,0,null,null,null,null,null,null,null,null,null,null,null,null,null,null,null,42.575000000000003,0,{"$error":"#DIV/0!"}]
[null,42.593000000000004,0,0,null,null,null,null,null,null,null,null,null,null,null,null,null,null,null,42.593000000000004,0,{"$error":"#DIV/0!"}]
[null,42.636000000000003,0,0,null,null,null,null,null,null,null,null,null,null,null,null,null,null,null,42.636000000000003,0,{"$error":"#DIV/0!"}]
[null,42.67,0,0,null,null,null,null,null,null,null,null,null,null,null,null,null,null,null,42.67,0,{"$error":"#DIV/0!"}]
[null,42.701000000000001,0,0,null,null,null,null,null,null,null,null,null,null,null,null,null,null,null,42.701000000000001,0,{"$error":"#DIV/0!"}]
[null,42.731999999999999,0,0,null,null,null,null,null,null,null,null,null,null,null,null,null,null,null,42.731999999999999,0,{"$error":"#DIV/0!"}]
[null,42.762999999999998,0,0,null,null,null,null,null,null,null,null,null,null,null,null,null,null,null,42.762999999999998,0,{"$error":"#DIV/0!"}]
[null,42.78,0,0,null,null,null,null,null,null,null,null,null,null,null,null,null,null,null,42.78,0,{"$error":"#DIV/0!"}]
[null,42.798000000000002,0,0,null,null,null,null,null,null,null,null,null,null,null,null,null,null,null,42.798000000000002,0,{"$error":"#DIV/0!"}]
[null,42.829000000000001,0,0,null,null,null,null,null,null,null,null,null,null,null,null,null,null,null,42.829000000000001,0,{"$error":"#DIV/0!"}]
[null,42.858000000000004,0,0,null,null,null,null,null,null,null,null,null,null,null,null,null,null,null,42.858000000000004,0,{"$error":"#DIV/0!"}]
[null,42.905999999999999,0,0,null,null,null,null,null,null,null,null,null,null,null,null,null,null,null,42.905999999999999,0,{"$error":"#DIV/0!"}]
[null,42.936999999999998,0,0,null,null,null,null,null,null,null,null,null,null,null,null,null,null,null,42.936999999999998,0,{"$error":"#DIV/0!"}]
[null,42.939,0,0,null,null,null,null,null,null,null,null,null,null,null,null,null,null,null,42.939,0,{"$error":"#DIV/0!"}]
[null,42.984999999999999,0,0,null,null,null,null,null,null,null,null,null,null,null,null,null,null,null,42.984999999999999,0,{"$error":"#DIV/0!"}]
[null,43.015999999999998,0,0,null,null,null,null,null,null,null,null,null,null,null,null,null,null,null,43.015999999999998,0,{"$error":"#DIV/0!"}]
[null,43.033999999999999,0,0,null,null,null,null,null,null,null,null,null,null,null,null,null,null,null,43.033999999999999,0,{"$error":"#DIV/0!"}]
[null,43.064999999999998,0,0,null,null,null,null,null,null,null,null,null,null,null,null,null,null,null,43.064999999999998,0,{"$error":"#DIV/0!"}]
[null,43.108000000000004,0,0,null,null,null,null,null,null,null,null,null,null,null,null,null,null,null,43.108000000000004,0,{"$error":"#DIV/0!"}]
[null,43.113,0,0,null,null,null,null,null,null,null,null,null,null,null,null,null,null,null,43.113,0,{"$error":"#DIV/0!"}]
[null,43.143999999999998,0,0,null,null,null,null,null,null,null,null,null,null,null,null,null,null,null,43.143999999999998,0,{"$error":"#DIV/0!"}]
[null,43.175000000000004,0,0,null,null,null,null,null,null,null,null,null,null,null,null,null,null,null,43.175000000000004,0,{"$error":"#DIV/0!"}]
[null,43.207000000000001,0,0,null,null,null,null,null,null,null,null,null,null,null,null,null,null,null,43.207000000000001,0,{"$error":"#DIV/0!"}]
[null,43.252000000000002,0,0,null,null,null,null,null,null,null,null,null,null,null,null,null,null,null,43.252000000000002,0,{"$error":"#DIV/0!"}]
[null,43.27,0,0,null,null,null,null,null,null,null,null,null,null,null,null,null,null,null,43.27,0,{"$error":"#DIV/0!"}]
[null,43.301000000000002,0,0,null,null,null,null,null,null,null,null,null,null,null,null,null,null,null,43.301000000000002,0,{"$error":"#DIV/0!"}]
[null,43.33,0,0,null,null,null,null,null,null,null,null,null,null,null,null,null,null,null,43.33,0,{"$error":"#DIV/0!"}]
[null,43.349000000000004,0,0,null,null,null,null,null,null,null,null,null,null,null,null,null,null,null,43.349000000000004,0,{"$error":"#DIV/0!"}]
[null,43.38,0,0,null,null,null,null,null,null,null,null,null,null,null,null,null,null,null,43.38,0,{"$error":"#DIV/0!"}]
[null,43.398000000000003,0,0,null,null,null,null,null,null,null,null,null,null,null,null,null,null,null,43.398000000000003,0,{"$error":"#DIV/0!"}]
[null,43.429000000000002,0,0,null,null,null,null,null,null,null,null,null,null,null,null,null,null,null,43.429000000000002,0,{"$error":"#DIV/0!"}]
[null,43.459000000000003,0,0,null,null,null,null,null,null,null,null,null,null,null,null,null,null,null,43.459000000000003,0,{"$error":"#DIV/0!"}]
[null,43.506,0,0,null,null,null,null,null,null,null,null,null,null,null,null,null,null,null,43.506,0,{"$error":"#DIV/0!"}]
[null,43.536999999999999,0,0,null,null,null,null,null,null,null,null,null,null,null,null,null,null,null,43.536999999999999,0,{"$error":"#DIV/0!"}]
[null,43.567999999999998,0,0,null,null,null,null,null,null,null,null,null,null,null,null,null,null,null,43.567999999999998,0,{"$error":"#DIV/0!"}]
[null,43.585999999999999,0,0,null,null,null,null,null,null,null,null,null,null,null,null,null,null,null,43.585999999999999,0,{"$error":"#DIV/0!"}]
[null,43.616,0,0,null,null,null,null,null,null,null,null,null,null,null,null,null,null,null,43.616,0,{"$error":"#DIV/0!"}]
[null,43.634,0,0,null,null,null,null,null,null,null,null,null,null,null,null,null,null,null,43.634,0,{"$error":"#DIV/0!"}]
[null,43.664999999999999,0,0,null,null,null,null,null,null,null,null,null,null,null,null,null,null,null,43.664999999999999,0,{"$error":"#DIV/0!"}]
[null,43.709000000000003,0,0,null,null,null,null,null,null,null,null,null,null,null,null,null,null,null,43.709000000000003,0,{"$error":"#DIV/0!"}]
[null,43.742000000000004,0,0,null,null,null,null,null,null,null,null,null,null,null,null,null,null,null,43.742000000000004,0,{"$error":"#DIV/0!"}]
[null,43.744,0,0,null,null,null,null,null,null,null,null,null,null,null,null,null,null,null,43.744,0,{"$error":"#DIV/0!"}]
[null,43.774999999999999,0,0,null,null,null,null,null,null,null,null,null,null,null,null,null,null,null,43.774999999999999,0,{"$error":"#DIV/0!"}]
[null,43.808,0,0,null,null,null,null,null,null,null,null,null,null,null,null,null,null,null,43.808,0,{"$error":"#DIV/0!"}]
[null,43.852000000000004,0,0,null,null,null,null,null,null,null,null,null,null,null,null,null,null,null,43.852000000000004,0,{"$error":"#DIV/0!"}]
[null,43.87,0,0,null,null,null,null,null,null,null,null,null,null,null,null,null,null,null,43.87,0,{"$error":"#DIV/0!"}]
[null,43.901000000000003,0,0,null,null,null,null,null,null,null,null,null,null,null,null,null,null,null,43.901000000000003,0,{"$error":"#DIV/0!"}]
[null,43.930999999999997,0,0,null,null,null,null,null,null,null,null,null,null,null,null,null,null,null,43.930999999999997,0,{"$error":"#DIV/0!"}]
[null,43.948999999999998,0,0,null,null,null,null,null,null,null,null,null,null,null,null,null,null,null,43.948999999999998,0,{"$error":"#DIV/0!"}]
[null,43.980000000000004,0,0,null,null,null,null,null,null,null,null,null,null,null,null,null,null,null,43.980000000000004,0,{"$error":"#DIV/0!"}]
[null,44.027000000000001,0,0,null,null,null,null,null,null,null,null,null,null,null,null,null,null,null,44.027000000000001,0,{"$error":"#DIV/0!"}]
[null,44.058,0,0,null,null,null,null,null,null,null,null,null,null,null,null,null,null,null,44.058,0,{"$error":"#DIV/0!"}]
[null,44.058999999999997,0,0,null,null,null,null,null,null,null,null,null,null,null,null,null,null,null,44.058999999999997,0,{"$error":"#DIV/0!"}]
[null,44.106000000000002,0,0,null,null,null,null,null,null,null,null,null,null,null,null,null,null,null,44.106000000000002,0,{"$error":"#DIV/0!"}]
[null,44.137,0,0,null,null,null,null,null,null,null,null,null,null,null,null,null,null,null,44.137,0,{"$error":"#DIV/0!"}]
[null,44.152999999999999,0,0,null,null,null,null,null,null,null,null,null,null,null,null,null,null,null,44.152999999999999,0,{"$error":"#DIV/0!"}]
[null,44.185000000000002,0,0,null,null,null,null,null,null,null,null,null,null,null,null,null,null,null,44.185000000000002,0,{"$error":"#DIV/0!"}]
[null,44.216000000000001,0,0,null,null,null,null,null,null,null,null,null,null,null,null,null,null,null,44.216000000000001,0,{"$error":"#DIV/0!"}]
[null,44.234000000000002,0,0,null,null,null,null,null,null,null,null,null,null,null,null,null,null,null,44.234000000000002,0,{"$error":"#DIV/0!"}]
[null,44.28,0,0,null,null,null,null,null,null,null,null,null,null,null,null,null,null,null,44.28,0,{"$error":"#DIV/0!"}]
[null,44.295000000000002,0,0,null,null,null,null,null,null,null,null,null,null,null,null,null,null,null,44.295000000000002,0,{"$error":"#DIV/0!"}]
[null,44.341999999999999,0,0,null,null,null,null,null,null,null,null,null,null,null,null,null,null,null,44.341999999999999,0,{"$error":"#DIV/0!"}]
[null,44.372999999999998,0,0,null,null,null,null,null,null,null,null,null,null,null,null,null,null,null,44.372999999999998,0,{"$error":"#DIV/0!"}]
[null,44.378999999999998,0,0,null,null,null,null,null,null,null,null,null,null,null,null,null,null,null,44.378999999999998,0,{"$error":"#DIV/0!"}]
[null,44.420999999999999,0,0,null,null,null,null,null,null,null,null,null,null,null,null,null,null,null,44.420999999999999,0,{"$error":"#DIV/0!"}]
[null,44.451999999999998,0,0,null,null,null,null,null,null,null,null,null,null,null,null,null,null,null,44.451999999999998,0,{"$error":"#DIV/0!"}]
[null,44.47,0,0,null,null,null,null,null,null,null,null,null,null,null,null,null,null,null,44.47,0,{"$error":"#DIV/0!"}]
[null,44.502000000000002,0,0,null,null,null,null,null,null,null,null,null,null,null,null,null,null,null,44.502000000000002,0,{"$error":"#DIV/0!"}]
[null,44.530999999999999,0,0,null,null,null,null,null,null,null,null,null,null,null,null,null,null,null,44.530999999999999,0,{"$error":"#DIV/0!"}]
[null,44.548999999999999,0,0,null,null,null,null,null,null,null,null,null,null,null,null,null,null,null,44.548999999999999,0,{"$error":"#DIV/0!"}]
[null,44.58,0,0,null,null,null,null,null,null,null,null,null,null,null,null,null,null,null,44.58,0,{"$error":"#DIV/0!"}]
[null,44.628999999999998,0,0,null,null,null,null,null,null,null,null,null,null,null,null,null,null,null,44.628999999999998,0,{"$error":"#DIV/0!"}]
[null,44.657000000000004,0,0,null,null,null,null,null,null,null,null,null,null,null,null,null,null,null,44.657000000000004,0,{"$error":"#DIV/0!"}]
[null,44.688000000000002,0,0,null,null,null,null,null,null,null,null,null,null,null,null,null,null,null,44.688000000000002,0,{"$error":"#DIV/0!"}]
[null,44.706000000000003,0,0,null,null,null,null,null,null,null,null,null,null,null,null,null,null,null,44.706000000000003,0,{"$error":"#DIV/0!"}]
[null,44.724000000000004,0,0,null,null,null,null,null,null,null,null,null,null,null,null,null,null,null,44.724000000000004,0,{"$error":"#DIV/0!"}]
[null,44.767000000000003,0,0,null,null,null,null,null,null,null,null,null,null,null,null,null,null,null,44.767000000000003,0,{"$error":"#DIV/0!"}]
[null,44.785000000000004,0,0,null,null,null,null,null,null,null,null,null,null,null,null,null,null,null,44.785000000000004,0,{"$error":"#DIV/0!"}]
[null,44.816000000000003,0,0,null,null,null,null,null,null,null,null,null,null,null,null,null,null,null,44.816000000000003,0,{"$error":"#DIV/0!"}]
[null,44.850999999999999,0,0,null,null,null,null,null,null,null,null,null,null,null,null,null,null,null,44.850999999999999,0,{"$error":"#DIV/0!"}]
[null,44.864000000000004,0,0,null,null,null,null,null,null,null,null,null,null,null,null,null,null,null,44.864000000000004,0,{"$error":"#DIV/0!"}]
[null,44.895000000000003,0,0,null,null,null,null,null,null,null,null,null,null,null,null,null,null,null,44.895000000000003,0,{"$error":"#DIV/0!"}]
[null,44.942,0,0,null,null,null,null,null,null,null,null,null,null,null,null,null,null,null,44.942,0,{"$error":"#DIV/0!"}]
[null,44.974000000000004,0,0,null,null,null,null,null,null,null,null,null,null,null,null,null,null,null,44.974000000000004,0,{"$error":"#DIV/0!"}]
[null,44.99,0,0,null,null,null,null,null,null,null,null,null,null,null,null,null,null,null,44.99,0,{"$error":"#DIV/0!"}]
[null,45.021000000000001,0,0,null,null,null,null,null,null,null,null,null,null,null,null,null,null,null,45.021000000000001,0,{"$error":"#DIV/0!"}]
[null,45.052,0,0,null,null,null,null,null,null,null,null,null,null,null,null,null,null,null,45.052,0,{"$error":"#DIV/0!"}]
[null,45.073,0,0,null,null,null,null,null,null,null,null,null,null,null,null,null,null,null,45.073,0,{"$error":"#DIV/0!"}]
[null,45.1,0,0,null,null,null,null,null,null,null,null,null,null,null,null,null,null,null,45.1,0,{"$error":"#DIV/0!"}]
[null,45.131,0,0,null,null,null,null,null,null,null,null,null,null,null,null,null,null,null,45.131,0,{"$error":"#DIV/0!"}]
[null,45.178000000000004,0,0,null,null,null,null,null,null,null,null,null,null,null,null,null,null,null,45.178000000000004,0,{"$error":"#DIV/0!"}]
[null,45.209000000000003,0,0,null,null,null,null,null,null,null,null,null,null,null,null,null,null,null,45.209000000000003,0,{"$error":"#DIV/0!"}]
[null,45.230000000000004,0,0,null,null,null,null,null,null,null,null,null,null,null,null,null,null,null,45.230000000000004,0,{"$error":"#DIV/0!"}]
[null,45.256999999999998,0,0,null,null,null,null,null,null,null,null,null,null,null,null,null,null,null,45.256999999999998,0,{"$error":"#DIV/0!"}]
[null,45.288000000000004,0,0,null,null,null,null,null,null,null,null,null,null,null,null,null,null,null,45.288000000000004,0,{"$error":"#DIV/0!"}]
[null,45.306000000000004,0,0,null,null,null,null,null,null,null,null,null,null,null,null,null,null,null,45.306000000000004,0,{"$error":"#DIV/0!"}]
[null,45.325000000000003,0,0,null,null,null,null,null,null,null,null,null,null,null,null,null,null,null,45.325000000000003,0,{"$error":"#DIV/0!"}]
[null,45.353999999999999,0,0,null,null,null,null,null,null,null,null,null,null,null,null,null,null,null,45.353999999999999,0,{"$error":"#DIV/0!"}]
[null,45.384999999999998,0,0,null,null,null,null,null,null,null,null,null,null,null,null,null,null,null,45.384999999999998,0,{"$error":"#DIV/0!"}]
[null,45.416000000000004,0,0,null,null,null,null,null,null,null,null,null,null,null,null,null,null,null,45.416000000000004,0,{"$error":"#DIV/0!"}]
[null,45.451999999999998,0,0,null,null,null,null,null,null,null,null,null,null,null,null,null,null,null,45.451999999999998,0,{"$error":"#DIV/0!"}]
[null,45.493000000000002,0,0,null,null,null,null,null,null,null,null,null,null,null,null,null,null,null,45.493000000000002,0,{"$error":"#DIV/0!"}]
[null,45.524000000000001,0,0,null,null,null,null,null,null,null,null,null,null,null,null,null,null,null,45.524000000000001,0,{"$error":"#DIV/0!"}]
[null,45.542000000000002,0,0,null,null,null,null,null,null,null,null,null,null,null,null,null,null,null,45.542000000000002,0,{"$error":"#DIV/0!"}]
[null,45.575000000000003,0,0,null,null,null,null,null,null,null,null,null,null,null,null,null,null,null,45.575000000000003,0,{"$error":"#DIV/0!"}]
[null,45.59,0,0,null,null,null,null,null,null,null,null,null,null,null,null,null,null,null,45.59,0,{"$error":"#DIV/0!"}]
[null,45.621000000000002,0,0,null,null,null,null,null,null,null,null,null,null,null,null,null,null,null,45.621000000000002,0,{"$error":"#DIV/0!"}]
[null,45.652000000000001,0,0,null,null,null,null,null,null,null,null,null,null,null,null,null,null,null,45.652000000000001,0,{"$error":"#DIV/0!"}]
[null,45.673999999999999,0,0,null,null,null,null,null,null,null,null,null,null,null,null,null,null,null,45.673999999999999,0,{"$error":"#DIV/0!"}]
[null,45.7,0,0,null,null,null,null,null,null,null,null,null,null,null,null,null,null,null,45.7,0,{"$error":"#DIV/0!"}]
[null,45.731000000000002,0,0,null,null,null,null,null,null,null,null,null,null,null,null,null,null,null,45.731000000000002,0,{"$error":"#DIV/0!"}]
[null,45.777999999999999,0,0,null,null,null,null,null,null,null,null,null,null,null,null,null,null,null,45.777999999999999,0,{"$error":"#DIV/0!"}]
[null,45.797000000000004,0,0,null,null,null,null,null,null,null,null,null,null,null,null,null,null,null,45.797000000000004,0,{"$error":"#DIV/0!"}]
[null,45.826000000000001,0,0,null,null,null,null,null,null,null,null,null,null,null,null,null,null,null,45.826000000000001,0,{"$error":"#DIV/0!"}]
[null,45.856999999999999,0,0,null,null,null,null,null,null,null,null,null,null,null,null,null,null,null,45.856999999999999,0,{"$error":"#DIV/0!"}]
[null,45.887999999999998,0,0,null,null,null,null,null,null,null,null,null,null,null,null,null,null,null,45.887999999999998,0,{"$error":"#DIV/0!"}]
[null,45.923999999999999,0,0,null,null,null,null,null,null,null,null,null,null,null,null,null,null,null,45.923999999999999,0,{"$error":"#DIV/0!"}]
[null,45.936,0,0,null,null,null,null,null,null,null,null,null,null,null,null,null,null,null,45.936,0,{"$error":"#DIV/0!"}]
[null,45.983000000000004,0,0,null,null,null,null,null,null,null,null,null,null,null,null,null,null,null,45.983000000000004,0,{"$error":"#DIV/0!"}]
[null,46.014000000000003,0,0,null,null,null,null,null,null,null,null,null,null,null,null,null,null,null,46.014000000000003,0,{"$error":"#DIV/0!"}]
[null,46.018999999999998,0,0,null,null,null,null,null,null,null,null,null,null,null,null,null,null,null,46.018999999999998,0,{"$error":"#DIV/0!"}]
[null,46.061999999999998,0,0,null,null,null,null,null,null,null,null,null,null,null,null,null,null,null,46.061999999999998,0,{"$error":"#DIV/0!"}]
[null,46.093000000000004,0,0,null,null,null,null,null,null,null,null,null,null,null,null,null,null,null,46.093000000000004,0,{"$error":"#DIV/0!"}]
[null,46.124000000000002,0,0,null,null,null,null,null,null,null,null,null,null,null,null,null,null,null,46.124000000000002,0,{"$error":"#DIV/0!"}]
[null,46.146000000000001,0,0,null,null,null,null,null,null,null,null,null,null,null,null,null,null,null,46.146000000000001,0,{"$error":"#DIV/0!"}]
[null,46.172000000000004,0,0,null,null,null,null,null,null,null,null,null,null,null,null,null,null,null,46.172000000000004,0,{"$error":"#DIV/0!"}]
[null,46.19,0,0,null,null,null,null,null,null,null,null,null,null,null,null,null,null,null,46.19,0,{"$error":"#DIV/0!"}]
[null,46.221000000000004,0,0,null,null,null,null,null,null,null,null,null,null,null,null,null,null,null,46.221000000000004,0,{"$error":"#DIV/0!"}]
[null,46.268999999999998,0,0,null,null,null,null,null,null,null,null,null,null,null,null,null,null,null,46.268999999999998,0,{"$error":"#DIV/0!"}]
[null,46.298000000000002,0,0,null,null,null,null,null,null,null,null,null,null,null,null,null,null,null,46.298000000000002,0,{"$error":"#DIV/0!"}]
[null,46.329000000000001,0,0,null,null,null,null,null,null,null,null,null,null,null,null,null,null,null,46.329000000000001,0,{"$error":"#DIV/0!"}]
[null,46.331000000000003,0,0,null,null,null,null,null,null,null,null,null,null,null,null,null,null,null,46.331000000000003,0,{"$error":"#DIV/0!"}]
[null,46.368000000000002,0,0,null,null,null,null,null,null,null,null,null,null,null,null,null,null,null,46.368000000000002,0,{"$error":"#DIV/0!"}]
[null,46.408000000000001,0,0,null,null,null,null,null,null,null,null,null,null,null,null,null,null,null,46.408000000000001,0,{"$error":"#DIV/0!"}]
[null,46.426000000000002,0,0,null,null,null,null,null,null,null,null,null,null,null,null,null,null,null,46.426000000000002,0,{"$error":"#DIV/0!"}]
[null,46.457000000000001,0,0,null,null,null,null,null,null,null,null,null,null,null,null,null,null,null,46.457000000000001,0,{"$error":"#DIV/0!"}]
[null,46.491,0,0,null,null,null,null,null,null,null,null,null,null,null,null,null,null,null,46.491,0,{"$error":"#DIV/0!"}]
[null,46.505000000000003,0,0,null,null,null,null,null,null,null,null,null,null,null,null,null,null,null,46.505000000000003,0,{"$error":"#DIV/0!"}]
[null,46.536000000000001,0,0,null,null,null,null,null,null,null,null,null,null,null,null,null,null,null,46.536000000000001,0,{"$error":"#DIV/0!"}]
[null,46.582999999999998,0,0,null,null,null,null,null,null,null,null,null,null,null,null,null,null,null,46.582999999999998,0,{"$error":"#DIV/0!"}]
[null,46.59,0,0,null,null,null,null,null,null,null,null,null,null,null,null,null,null,null,46.59,0,{"$error":"#DIV/0!"}]
[null,46.643999999999998,0,0,null,null,null,null,null,null,null,null,null,null,null,null,null,null,null,46.643999999999998,0,{"$error":"#DIV/0!"}]
[null,46.661999999999999,0,0,null,null,null,null,null,null,null,null,null,null,null,null,null,null,null,46.661999999999999,0,{"$error":"#DIV/0!"}]
[null,46.692999999999998,0,0,null,null,null,null,null,null,null,null,null,null,null,null,null,null,null,46.692999999999998,0,{"$error":"#DIV/0!"}]
[null,46.724000000000004,0,0,null,null,null,null,null,null,null,null,null,null,null,null,null,null,null,46.724000000000004,0,{"$error":"#DIV/0!"}]
[null,46.747,0,0,null,null,null,null,null,null,null,null,null,null,null,null,null,null,null,46.747,0,{"$error":"#DIV/0!"}]
[null,46.771999999999998,0,0,null,null,null,null,null,null,null,null,null,null,null,null,null,null,null,46.771999999999998,0,{"$error":"#DIV/0!"}]
[null,46.819000000000003,0,0,null,null,null,null,null,null,null,null,null,null,null,null,null,null,null,46.819000000000003,0,{"$error":"#DIV/0!"}]
[null,46.820999999999998,0,0,null,null,null,null,null,null,null,null,null,null,null,null,null,null,null,46.820999999999998,0,{"$error":"#DIV/0!"}]
[null,46.87,0,0,null,null,null,null,null,null,null,null,null,null,null,null,null,null,null,46.87,0,{"$error":"#DIV/0!"}]
[null,46.898000000000003,0,0,null,null,null,null,null,null,null,null,null,null,null,null,null,null,null,46.898000000000003,0,{"$error":"#DIV/0!"}]
[null,46.929000000000002,0,0,null,null,null,null,null,null,null,null,null,null,null,null,null,null,null,46.929000000000002,0,{"$error":"#DIV/0!"}]
[null,46.947000000000003,0,0,null,null,null,null,null,null,null,null,null,null,null,null,null,null,null,46.947000000000003,0,{"$error":"#DIV/0!"}]
[null,46.969000000000001,0,0,null,null,null,null,null,null,null,null,null,null,null,null,null,null,null,46.969000000000001,0,{"$error":"#DIV/0!"}]
[null,47.008000000000003,0,0,null,null,null,null,null,null,null,null,null,null,null,null,null,null,null,47.008000000000003,0,{"$error":"#DIV/0!"}]
[null,47.026000000000003,0,0,null,null,null,null,null,null,null,null,null,null,null,null,null,null,null,47.026000000000003,0,{"$error":"#DIV/0!"}]
[null,47.057000000000002,0,0,null,null,null,null,null,null,null,null,null,null,null,null,null,null,null,47.057000000000002,0,{"$error":"#DIV/0!"}]
[null,47.091999999999999,0,0,null,null,null,null,null,null,null,null,null,null,null,null,null,null,null,47.091999999999999,0,{"$error":"#DIV/0!"}]
[null,47.134,0,0,null,null,null,null,null,null,null,null,null,null,null,null,null,null,null,47.134,0,{"$error":"#DIV/0!"}]
[null,47.136000000000003,0,0,null,null,null,null,null,null,null,null,null,null,null,null,null,null,null,47.136000000000003,0,{"$error":"#DIV/0!"}]
[null,47.183,0,0,null,null,null,null,null,null,null,null,null,null,null,null,null,null,null,47.183,0,{"$error":"#DIV/0!"}]
[null,47.219000000000001,0,0,null,null,null,null,null,null,null,null,null,null,null,null,null,null,null,47.219000000000001,0,{"$error":"#DIV/0!"}]
[null,47.244,0,0,null,null,null,null,null,null,null,null,null,null,null,null,null,null,null,47.244,0,{"$error":"#DIV/0!"}]
[null,47.262,0,0,null,null,null,null,null,null,null,null,null,null,null,null,null,null,null,47.262,0,{"$error":"#DIV/0!"}]
[null,47.292999999999999,0,0,null,null,null,null,null,null,null,null,null,null,null,null,null,null,null,47.292999999999999,0,{"$error":"#DIV/0!"}]
[null,47.314,0,0,null,null,null,null,null,null,null,null,null,null,null,null,null,null,null,47.314,0,{"$error":"#DIV/0!"}]
[null,47.341000000000001,0,0,null,null,null,null,null,null,null,null,null,null,null,null,null,null,null,47.341000000000001,0,{"$error":"#DIV/0!"}]
[null,47.372,0,0,null,null,null,null,null,null,null,null,null,null,null,null,null,null,null,47.372,0,{"$error":"#DIV/0!"}]
[null,47.419000000000004,0,0,null,null,null,null,null,null,null,null,null,null,null,null,null,null,null,47.419000000000004,0,{"$error":"#DIV/0!"}]
[null,47.441000000000003,0,0,null,null,null,null,null,null,null,null,null,null,null,null,null,null,null,47.441000000000003,0,{"$error":"#DIV/0!"}]
[null,47.480000000000004,0,0,null,null,null,null,null,null,null,null,null,null,null,null,null,null,null,47.480000000000004,0,{"$error":"#DIV/0!"}]
[null,47.497999999999998,0,0,null,null,null,null,null,null,null,null,null,null,null,null,null,null,null,47.497999999999998,0,{"$error":"#DIV/0!"}]
[null,47.529000000000003,0,0,null,null,null,null,null,null,null,null,null,null,null,null,null,null,null,47.529000000000003,0,{"$error":"#DIV/0!"}]
[null,47.54,0,0,null,null,null,null,null,null,null,null,null,null,null,null,null,null,null,47.54,0,{"$error":"#DIV/0!"}]
[null,47.576999999999998,0,0,null,null,null,null,null,null,null,null,null,null,null,null,null,null,null,47.576999999999998,0,{"$error":"#DIV/0!"}]
[null,47.608000000000004,0,0,null,null,null,null,null,null,null,null,null,null,null,null,null,null,null,47.608000000000004,0,{"$error":"#DIV/0!"}]
[null,47.625999999999998,0,0,null,null,null,null,null,null,null,null,null,null,null,null,null,null,null,47.625999999999998,0,{"$error":"#DIV/0!"}]
[null,47.663000000000004,0,0,null,null,null,null,null,null,null,null,null,null,null,null,null,null,null,47.663000000000004,0,{"$error":"#DIV/0!"}]
[null,47.686999999999998,0,0,null,null,null,null,null,null,null,null,null,null,null,null,null,null,null,47.686999999999998,0,{"$error":"#DIV/0!"}]
[null,47.734000000000002,0,0,null,null,null,null,null,null,null,null,null,null,null,null,null,null,null,47.734000000000002,0,{"$error":"#DIV/0!"}]
[null,47.765000000000001,0,0,null,null,null,null,null,null,null,null,null,null,null,null,null,null,null,47.765000000000001,0,{"$error":"#DIV/0!"}]
[null,47.79,0,0,null,null,null,null,null,null,null,null,null,null,null,null,null,null,null,47.79,0,{"$error":"#DIV/0!"}]
[null,47.813000000000002,0,0,null,null,null,null,null,null,null,null,null,null,null,null,null,null,null,47.813000000000002,0,{"$error":"#DIV/0!"}]
[null,47.844000000000001,0,0,null,null,null,null,null,null,null,null,null,null,null,null,null,null,null,47.844000000000001,0,{"$error":"#DIV/0!"}]
[null,47.862000000000002,0,0,null,null,null,null,null,null,null,null,null,null,null,null,null,null,null,47.862000000000002,0,{"$error":"#DIV/0!"}]
[null,47.884999999999998,0,0,null,null,null,null,null,null,null,null,null,null,null,null,null,null,null,47.884999999999998,0,{"$error":"#DIV/0!"}]
[null,47.923000000000002,0,0,null,null,null,null,null,null,null,null,null,null,null,null,null,null,null,47.923000000000002,0,{"$error":"#DIV/0!"}]
[null,47.941000000000003,0,0,null,null,null,null,null,null,null,null,null,null,null,null,null,null,null,47.941000000000003,0,{"$error":"#DIV/0!"}]
[null,47.972000000000001,0,0,null,null,null,null,null,null,null,null,null,null,null,null,null,null,null,47.972000000000001,0,{"$error":"#DIV/0!"}]
[null,48.012,0,0,null,null,null,null,null,null,null,null,null,null,null,null,null,null,null,48.012,0,{"$error":"#DIV/0!"}]
[null,48.048999999999999,0,0,null,null,null,null,null,null,null,null,null,null,null,null,null,null,null,48.048999999999999,0,{"$error":"#DIV/0!"}]
[null,48.08,0,0,null,null,null,null,null,null,null,null,null,null,null,null,null,null,null,48.08,0,{"$error":"#DIV/0!"}]
[null,48.097999999999999,0,0,null,null,null,null,null,null,null,null,null,null,null,null,null,null,null,48.097999999999999,0,{"$error":"#DIV/0!"}]
[null,48.134999999999998,0,0,null,null,null,null,null,null,null,null,null,null,null,null,null,null,null,48.134999999999998,0,{"$error":"#DIV/0!"}]
[null,48.146000000000001,0,0,null,null,null,null,null,null,null,null,null,null,null,null,null,null,null,48.146000000000001,0,{"$error":"#DIV/0!"}]
[null,48.177,0,0,null,null,null,null,null,null,null,null,null,null,null,null,null,null,null,48.177,0,{"$error":"#DIV/0!"}]
[null,48.207999999999998,0,0,null,null,null,null,null,null,null,null,null,null,null,null,null,null,null,48.207999999999998,0,{"$error":"#DIV/0!"}]
[null,48.234000000000002,0,0,null,null,null,null,null,null,null,null,null,null,null,null,null,null,null,48.234000000000002,0,{"$error":"#DIV/0!"}]
[null,48.285000000000004,0,0,null,null,null,null,null,null,null,null,null,null,null,null,null,null,null,48.285000000000004,0,{"$error":"#DIV/0!"}]
[null,48.286999999999999,0,0,null,null,null,null,null,null,null,null,null,null,null,null,null,null,null,48.286999999999999,0,{"$error":"#DIV/0!"}]
[null,48.334000000000003,0,0,null,null,null,null,null,null,null,null,null,null,null,null,null,null,null,48.334000000000003,0,{"$error":"#DIV/0!"}]
[null,48.365000000000002,0,0,null,null,null,null,null,null,null,null,null,null,null,null,null,null,null,48.365000000000002,0,{"$error":"#DIV/0!"}]
[null,48.390999999999998,0,0,null,null,null,null,null,null,null,null,null,null,null,null,null,null,null,48.390999999999998,0,{"$error":"#DIV/0!"}]
[null,48.413000000000004,0,0,null,null,null,null,null,null,null,null,null,null,null,null,null,null,null,48.413000000000004,0,{"$error":"#DIV/0!"}]
[null,48.444000000000003,0,0,null,null,null,null,null,null,null,null,null,null,null,null,null,null,null,48.444000000000003,0,{"$error":"#DIV/0!"}]
[null,48.462000000000003,0,0,null,null,null,null,null,null,null,null,null,null,null,null,null,null,null,48.462000000000003,0,{"$error":"#DIV/0!"}]
[null,48.514000000000003,0,0,null,null,null,null,null,null,null,null,null,null,null,null,null,null,null,48.514000000000003,0,{"$error":"#DIV/0!"}]
[null,48.539000000000001,0,0,null,null,null,null,null,null,null,null,null,null,null,null,null,null,null,48.539000000000001,0,{"$error":"#DIV/0!"}]
[null,48.57,0,0,null,null,null,null,null,null,null,null,null,null,null,null,null,null,null,48.57,0,{"$error":"#DIV/0!"}]
[null,48.600999999999999,0,0,null,null,null,null,null,null,null,null,null,null,null,null,null,null,null,48.600999999999999,0,{"$error":"#DIV/0!"}]
[null,48.613,0,0,null,null,null,null,null,null,null,null,null,null,null,null,null,null,null,48.613,0,{"$error":"#DIV/0!"}]
[null,48.649000000000001,0,0,null,null,null,null,null,null,null,null,null,null,null,null,null,null,null,48.649000000000001,0,{"$error":"#DIV/0!"}]
[null,48.68,0,0,null,null,null,null,null,null,null,null,null,null,null,null,null,null,null,48.68,0,{"$error":"#DIV/0!"}]
[null,48.698,0,0,null,null,null,null,null,null,null,null,null,null,null,null,null,null,null,48.698,0,{"$error":"#DIV/0!"}]
[null,48.736000000000004,0,0,null,null,null,null,null,null,null,null,null,null,null,null,null,null,null,48.736000000000004,0,{"$error":"#DIV/0!"}]
[null,48.746000000000002,0,0,null,null,null,null,null,null,null,null,null,null,null,null,null,null,null,48.746000000000002,0,{"$error":"#DIV/0!"}]
[null,48.777000000000001,0,0,null,null,null,null,null,null,null,null,null,null,null,null,null,null,null,48.777000000000001,0,{"$error":"#DIV/0!"}]
[null,48.808,0,0,null,null,null,null,null,null,null,null,null,null,null,null,null,null,null,48.808,0,{"$error":"#DIV/0!"}]
[null,48.835000000000001,0,0,null,null,null,null,null,null,null,null,null,null,null,null,null,null,null,48.835000000000001,0,{"$error":"#DIV/0!"}]
[null,48.884999999999998,0,0,null,null,null,null,null,null,null,null,null,null,null,null,null,null,null,48.884999999999998,0,{"$error":"#DIV/0!"}]
[null,48.916000000000004,0,0,null,null,null,null,null,null,null,null,null,null,null,null,null,null,null,48.916000000000004,0,{"$error":"#DIV/0!"}]
[null,48.933999999999997,0,0,null,null,null,null,null,null,null,null,null,null,null,null,null,null,null,48.933999999999997,0,{"$error":"#DIV/0!"}]
[null,48.957999999999998,0,0,null,null,null,null,null,null,null,null,null,null,null,null,null,null,null,48.957999999999998,0,{"$error":"#DIV/0!"}]
[null,48.981999999999999,0,0,null,null,null,null,null,null,null,null,null,null,null,null,null,null,null,48.981999999999999,0,{"$error":"#DIV/0!"}]
[null,49.012999999999998,0,0,null,null,null,null,null,null,null,null,null,null,null,null,null,null,null,49.012999999999998,0,{"$error":"#DIV/0!"}]
[null,49.044000000000004,0,0,null,null,null,null,null,null,null,null,null,null,null,null,null,null,null,49.044000000000004,0,{"$error":"#DIV/0!"}]
[null,49.085000000000001,0,0,null,null,null,null,null,null,null,null,null,null,null,null,null,null,null,49.085000000000001,0,{"$error":"#DIV/0!"}]
[null,49.091999999999999,0,0,null,null,null,null,null,null,null,null,null,null,null,null,null,null,null,49.091999999999999,0,{"$error":"#DIV/0!"}]
[null,49.139000000000003,0,0,null,null,null,null,null,null,null,null,null,null,null,null,null,null,null,49.139000000000003,0,{"$error":"#DIV/0!"}]
[null,49.17,0,0,null,null,null,null,null,null,null,null,null,null,null,null,null,null,null,49.17,0,{"$error":"#DIV/0!"}]
[null,49.18,0,0,null,null,null,null,null,null,null,null,null,null,null,null,null,null,null,49.18,0,{"$error":"#DIV/0!"}]
[null,49.218000000000004,0,0,null,null,null,null,null,null,null,null,null,null,null,null,null,null,null,49.218000000000004,0,{"$error":"#DIV/0!"}]
[null,49.249000000000002,0,0,null,null,null,null,null,null,null,null,null,null,null,null,null,null,null,49.249000000000002,0,{"$error":"#DIV/0!"}]
[null,49.28,0,0,null,null,null,null,null,null,null,null,null,null,null,null,null,null,null,49.28,0,{"$error":"#DIV/0!"}]
[null,49.307000000000002,0,0,null,null,null,null,null,null,null,null,null,null,null,null,null,null,null,49.307000000000002,0,{"$error":"#DIV/0!"}]
[null,49.328000000000003,0,0,null,null,null,null,null,null,null,null,null,null,null,null,null,null,null,49.328000000000003,0,{"$error":"#DIV/0!"}]
[null,49.375,0,0,null,null,null,null,null,null,null,null,null,null,null,null,null,null,null,49.375,0,{"$error":"#DIV/0!"}]
[null,49.405999999999999,0,0,null,null,null,null,null,null,null,null,null,null,null,null,null,null,null,49.405999999999999,0,{"$error":"#DIV/0!"}]
[null,49.43,0,0,null,null,null,null,null,null,null,null,null,null,null,null,null,null,null,49.43,0,{"$error":"#DIV/0!"}]
[null,49.454000000000001,0,0,null,null,null,null,null,null,null,null,null,null,null,null,null,null,null,49.454000000000001,0,{"$error":"#DIV/0!"}]
[null,49.484999999999999,0,0,null,null,null,null,null,null,null,null,null,null,null,null,null,null,null,49.484999999999999,0,{"$error":"#DIV/0!"}]
[null,49.503,0,0,null,null,null,null,null,null,null,null,null,null,null,null,null,null,null,49.503,0,{"$error":"#DIV/0!"}]
[null,49.529000000000003,0,0,null,null,null,null,null,null,null,null,null,null,null,null,null,null,null,49.529000000000003,0,{"$error":"#DIV/0!"}]
[null,49.564,0,0,null,null,null,null,null,null,null,null,null,null,null,null,null,null,null,49.564,0,{"$error":"#DIV/0!"}]
[null,49.582000000000001,0,0,null,null,null,null,null,null,null,null,null,null,null,null,null,null,null,49.582000000000001,0,{"$error":"#DIV/0!"}]
[null,49.613,0,0,null,null,null,null,null,null,null,null,null,null,null,null,null,null,null,49.613,0,{"$error":"#DIV/0!"}]
[null,49.652000000000001,0,0,null,null,null,null,null,null,null,null,null,null,null,null,null,null,null,49.652000000000001,0,{"$error":"#DIV/0!"}]
[null,49.69,0,0,null,null,null,null,null,null,null,null,null,null,null,null,null,null,null,49.69,0,{"$error":"#DIV/0!"}]
[null,49.721000000000004,0,0,null,null,null,null,null,null,null,null,null,null,null,null,null,null,null,49.721000000000004,0,{"$error":"#DIV/0!"}]
[null,49.739000000000004,0,0,null,null,null,null,null,null,null,null,null,null,null,null,null,null,null,49.739000000000004,0,{"$error":"#DIV/0!"}]
[null,49.779000000000003,0,0,null,null,null,null,null,null,null,null,null,null,null,null,null,null,null,49.779000000000003,0,{"$error":"#DIV/0!"}]
[null,49.800000000000004,0,0,null,null,null,null,null,null,null,null,null,null,null,null,null,null,null,49.800000000000004,0,{"$error":"#DIV/0!"}]
[null,49.817999999999998,0,0,null,null,null,null,null,null,null,null,null,null,null,null,null,null,null,49.817999999999998,0,{"$error":"#DIV/0!"}]
[null,49.849000000000004,0,0,null,null,null,null,null,null,null,null,null,null,null,null,null,null,null,49.849000000000004,0,{"$error":"#DIV/0!"}]
[null,49.874000000000002,0,0,null,null,null,null,null,null,null,null,null,null,null,null,null,null,null,49.874000000000002,0,{"$error":"#DIV/0!"}]
[null,49.896999999999998,0,0,null,null,null,null,null,null,null,null,null,null,null,null,null,null,null,49.896999999999998,0,{"$error":"#DIV/0!"}]
[null,49.928000000000004,0,0,null,null,null,null,null,null,null,null,null,null,null,null,null,null,null,49.928000000000004,0,{"$error":"#DIV/0!"}]
[null,49.975000000000001,0,0,null,null,null,null,null,null,null,null,null,null,null,null,null,null,null,49.975000000000001,0,{"$error":"#DIV/0!"}]
[null,50.006,0,0,null,null,null,null,null,null,null,null,null,null,null,null,null,null,null,50.006,0,{"$error":"#DIV/0!"}]
[null,50.030999999999999,0,0,null,null,null,null,null,null,null,null,null,null,null,null,null,null,null,50.030999999999999,0,{"$error":"#DIV/0!"}]
[null,50.054000000000002,0,0,null,null,null,null,null,null,null,null,null,null,null,null,null,null,null,50.054000000000002,0,{"$error":"#DIV/0!"}]
[null,50.085000000000001,0,0,null,null,null,null,null,null,null,null,null,null,null,null,null,null,null,50.085000000000001,0,{"$error":"#DIV/0!"}]
[null,50.103000000000002,0,0,null,null,null,null,null,null,null,null,null,null,null,null,null,null,null,50.103000000000002,0,{"$error":"#DIV/0!"}]
[null,50.13,0,0,null,null,null,null,null,null,null,null,null,null,null,null,null,null,null,50.13,0,{"$error":"#DIV/0!"}]
[null,50.164000000000001,0,0,null,null,null,null,null,null,null,null,null,null,null,null,null,null,null,50.164000000000001,0,{"$error":"#DIV/0!"}]
[null,50.210999999999999,0,0,null,null,null,null,null,null,null,null,null,null,null,null,null,null,null,50.210999999999999,0,{"$error":"#DIV/0!"}]
[null,50.213000000000001,0,0,null,null,null,null,null,null,null,null,null,null,null,null,null,null,null,50.213000000000001,0,{"$error":"#DIV/0!"}]
[null,50.253,0,0,null,null,null,null,null,null,null,null,null,null,null,null,null,null,null,50.253,0,{"$error":"#DIV/0!"}]
[null,50.29,0,0,null,null,null,null,null,null,null,null,null,null,null,null,null,null,null,50.29,0,{"$error":"#DIV/0!"}]
[null,50.320999999999998,0,0,null,null,null,null,null,null,null,null,null,null,null,null,null,null,null,50.320999999999998,0,{"$error":"#DIV/0!"}]
[null,50.338999999999999,0,0,null,null,null,null,null,null,null,null,null,null,null,null,null,null,null,50.338999999999999,0,{"$error":"#DIV/0!"}]
[null,50.38,0,0,null,null,null,null,null,null,null,null,null,null,null,null,null,null,null,50.38,0,{"$error":"#DIV/0!"}]
[null,50.4,0,0,null,null,null,null,null,null,null,null,null,null,null,null,null,null,null,50.4,0,{"$error":"#DIV/0!"}]
[null,50.417999999999999,0,0,null,null,null,null,null,null,null,null,null,null,null,null,null,null,null,50.417999999999999,0,{"$error":"#DIV/0!"}]
[null,50.448999999999998,0,0,null,null,null,null,null,null,null,null,null,null,null,null,null,null,null,50.448999999999998,0,{"$error":"#DIV/0!"}]
[null,50.475000000000001,0,0,null,null,null,null,null,null,null,null,null,null,null,null,null,null,null,50.475000000000001,0,{"$error":"#DIV/0!"}]
[null,50.526000000000003,0,0,null,null,null,null,null,null,null,null,null,null,null,null,null,null,null,50.526000000000003,0,{"$error":"#DIV/0!"}]
[null,50.557000000000002,0,0,null,null,null,null,null,null,null,null,null,null,null,null,null,null,null,50.557000000000002,0,{"$error":"#DIV/0!"}]
[null,50.575000000000003,0,0,null,null,null,null,null,null,null,null,null,null,null,null,null,null,null,50.575000000000003,0,{"$error":"#DIV/0!"}]
[null,50.602000000000004,0,0,null,null,null,null,null,null,null,null,null,null,null,null,null,null,null,50.602000000000004,0,{"$error":"#DIV/0!"}]
[null,50.636000000000003,0,0,null,null,null,null,null,null,null,null,null,null,null,null,null,null,null,50.636000000000003,0,{"$error":"#DIV/0!"}]
[null,50.654000000000003,0,0,null,null,null,null,null,null,null,null,null,null,null,null,null,null,null,50.654000000000003,0,{"$error":"#DIV/0!"}]
[null,50.685000000000002,0,0,null,null,null,null,null,null,null,null,null,null,null,null,null,null,null,50.685000000000002,0,{"$error":"#DIV/0!"}]
[null,50.728999999999999,0,0,null,null,null,null,null,null,null,null,null,null,null,null,null,null,null,50.728999999999999,0,{"$error":"#DIV/0!"}]
[null,50.733000000000004,0,0,null,null,null,null,null,null,null,null,null,null,null,null,null,null,null,50.733000000000004,0,{"$error":"#DIV/0!"}]
[null,50.764000000000003,0,0,null,null,null,null,null,null,null,null,null,null,null,null,null,null,null,50.764000000000003,0,{"$error":"#DIV/0!"}]
[null,50.811,0,0,null,null,null,null,null,null,null,null,null,null,null,null,null,null,null,50.811,0,{"$error":"#DIV/0!"}]
[null,50.823999999999998,0,0,null,null,null,null,null,null,null,null,null,null,null,null,null,null,null,50.823999999999998,0,{"$error":"#DIV/0!"}]
[null,50.872,0,0,null,null,null,null,null,null,null,null,null,null,null,null,null,null,null,50.872,0,{"$error":"#DIV/0!"}]
[null,50.89,0,0,null,null,null,null,null,null,null,null,null,null,null,null,null,null,null,50.89,0,{"$error":"#DIV/0!"}]
[null,50.920999999999999,0,0,null,null,null,null,null,null,null,null,null,null,null,null,null,null,null,50.920999999999999,0,{"$error":"#DIV/0!"}]
[null,50.951000000000001,0,0,null,null,null,null,null,null,null,null,null,null,null,null,null,null,null,50.951000000000001,0,{"$error":"#DIV/0!"}]
[null,50.969000000000001,0,0,null,null,null,null,null,null,null,null,null,null,null,null,null,null,null,50.969000000000001,0,{"$error":"#DIV/0!"}]
[null,51,0,0,null,null,null,null,null,null,null,null,null,null,null,null,null,null,null,51,0,{"$error":"#DIV/0!"}]
[null,51.018000000000001,0,0,null,null,null,null,null,null,null,null,null,null,null,null,null,null,null,51.018000000000001,0,{"$error":"#DIV/0!"}]
[null,51.073999999999998,0,0,null,null,null,null,null,null,null,null,null,null,null,null,null,null,null,51.073999999999998,0,{"$error":"#DIV/0!"}]
[null,51.094999999999999,0,0,null,null,null,null,null,null,null,null,null,null,null,null,null,null,null,51.094999999999999,0,{"$error":"#DIV/0!"}]
[null,51.125999999999998,0,0,null,null,null,null,null,null,null,null,null,null,null,null,null,null,null,51.125999999999998,0,{"$error":"#DIV/0!"}]
[null,51.157000000000004,0,0,null,null,null,null,null,null,null,null,null,null,null,null,null,null,null,51.157000000000004,0,{"$error":"#DIV/0!"}]
[null,51.173000000000002,0,0,null,null,null,null,null,null,null,null,null,null,null,null,null,null,null,51.173000000000002,0,{"$error":"#DIV/0!"}]
[null,51.204999999999998,0,0,null,null,null,null,null,null,null,null,null,null,null,null,null,null,null,51.204999999999998,0,{"$error":"#DIV/0!"}]
[null,51.236000000000004,0,0,null,null,null,null,null,null,null,null,null,null,null,null,null,null,null,51.236000000000004,0,{"$error":"#DIV/0!"}]
[null,51.253999999999998,0,0,null,null,null,null,null,null,null,null,null,null,null,null,null,null,null,51.253999999999998,0,{"$error":"#DIV/0!"}]
[null,51.295999999999999,0,0,null,null,null,null,null,null,null,null,null,null,null,null,null,null,null,51.295999999999999,0,{"$error":"#DIV/0!"}]
[null,51.331000000000003,0,0,null,null,null,null,null,null,null,null,null,null,null,null,null,null,null,51.331000000000003,0,{"$error":"#DIV/0!"}]
[null,51.362000000000002,0,0,null,null,null,null,null,null,null,null,null,null,null,null,null,null,null,51.362000000000002,0,{"$error":"#DIV/0!"}]
[null,51.364000000000004,0,0,null,null,null,null,null,null,null,null,null,null,null,null,null,null,null,51.364000000000004,0,{"$error":"#DIV/0!"}]
[null,51.395000000000003,0,0,null,null,null,null,null,null,null,null,null,null,null,null,null,null,null,51.395000000000003,0,{"$error":"#DIV/0!"}]
[null,51.441000000000003,0,0,null,null,null,null,null,null,null,null,null,null,null,null,null,null,null,51.441000000000003,0,{"$error":"#DIV/0!"}]
[null,51.472000000000001,0,0,null,null,null,null,null,null,null,null,null,null,null,null,null,null,null,51.472000000000001,0,{"$error":"#DIV/0!"}]
[null,51.49,0,0,null,null,null,null,null,null,null,null,null,null,null,null,null,null,null,51.49,0,{"$error":"#DIV/0!"}]
[null,51.521000000000001,0,0,null,null,null,null,null,null,null,null,null,null,null,null,null,null,null,51.521000000000001,0,{"$f":"D51530/$D$3","v":{"$error":"#DIV/0!"}}]
[null,51.552,0,0,null,null,null,null,null,null,null,null,null,null,null,null,null,null,null,51.552,0,{"$error":"#DIV/0!"}]
[null,51.569000000000003,0,0,null,null,null,null,null,null,null,null,null,null,null,null,null,null,null,51.569000000000003,0,{"$error":"#DIV/0!"}]
[null,51.6,0,0,null,null,null,null,null,null,null,null,null,null,null,null,null,null,null,51.6,0,{"$error":"#DIV/0!"}]
[null,51.646999999999998,0,0,null,null,null,null,null,null,null,null,null,null,null,null,null,null,null,51.646999999999998,0,{"$error":"#DIV/0!"}]
[null,51.675000000000004,0,0,null,null,null,null,null,null,null,null,null,null,null,null,null,null,null,51.675000000000004,0,{"$error":"#DIV/0!"}]
[null,51.695,0,0,null,null,null,null,null,null,null,null,null,null,null,null,null,null,null,51.695,0,{"$error":"#DIV/0!"}]
[null,51.725999999999999,0,0,null,null,null,null,null,null,null,null,null,null,null,null,null,null,null,51.725999999999999,0,{"$error":"#DIV/0!"}]
[null,51.756999999999998,0,0,null,null,null,null,null,null,null,null,null,null,null,null,null,null,null,51.756999999999998,0,{"$error":"#DIV/0!"}]
[null,51.774000000000001,0,0,null,null,null,null,null,null,null,null,null,null,null,null,null,null,null,51.774000000000001,0,{"$error":"#DIV/0!"}]
[null,51.805,0,0,null,null,null,null,null,null,null,null,null,null,null,null,null,null,null,51.805,0,{"$error":"#DIV/0!"}]
[null,51.835999999999999,0,0,null,null,null,null,null,null,null,null,null,null,null,null,null,null,null,51.835999999999999,0,{"$error":"#DIV/0!"}]
[null,51.853999999999999,0,0,null,null,null,null,null,null,null,null,null,null,null,null,null,null,null,51.853999999999999,0,{"$error":"#DIV/0!"}]
[null,51.896999999999998,0,0,null,null,null,null,null,null,null,null,null,null,null,null,null,null,null,51.896999999999998,0,{"$error":"#DIV/0!"}]
[null,51.931000000000004,0,0,null,null,null,null,null,null,null,null,null,null,null,null,null,null,null,51.931000000000004,0,{"$error":"#DIV/0!"}]
[null,51.962000000000003,0,0,null,null,null,null,null,null,null,null,null,null,null,null,null,null,null,51.962000000000003,0,{"$error":"#DIV/0!"}]
[null,51.993000000000002,0,0,null,null,null,null,null,null,null,null,null,null,null,null,null,null,null,51.993000000000002,0,{"$error":"#DIV/0!"}]
[null,51.996000000000002,0,0,null,null,null,null,null,null,null,null,null,null,null,null,null,null,null,51.996000000000002,0,{"$error":"#DIV/0!"}]
[null,52.041000000000004,0,0,null,null,null,null,null,null,null,null,null,null,null,null,null,null,null,52.041000000000004,0,{"$error":"#DIV/0!"}]
[null,52.059000000000005,0,0,null,null,null,null,null,null,null,null,null,null,null,null,null,null,null,52.059000000000005,0,{"$error":"#DIV/0!"}]
[null,52.09,0,0,null,null,null,null,null,null,null,null,null,null,null,null,null,null,null,52.09,0,{"$error":"#DIV/0!"}]
[null,52.119,0,0,null,null,null,null,null,null,null,null,null,null,null,null,null,null,null,52.119,0,{"$error":"#DIV/0!"}]
[null,52.167000000000002,0,0,null,null,null,null,null,null,null,null,null,null,null,null,null,null,null,52.167000000000002,0,{"$error":"#DIV/0!"}]
[null,52.169000000000004,0,0,null,null,null,null,null,null,null,null,null,null,null,null,null,null,null,52.169000000000004,0,{"$error":"#DIV/0!"}]
[null,52.2,0,0,null,null,null,null,null,null,null,null,null,null,null,null,null,null,null,52.2,0,{"$error":"#DIV/0!"}]
[null,52.246000000000002,0,0,null,null,null,null,null,null,null,null,null,null,null,null,null,null,null,52.246000000000002,0,{"$error":"#DIV/0!"}]
[null,52.277000000000001,0,0,null,null,null,null,null,null,null,null,null,null,null,null,null,null,null,52.277000000000001,0,{"$error":"#DIV/0!"}]
[null,52.295000000000002,0,0,null,null,null,null,null,null,null,null,null,null,null,null,null,null,null,52.295000000000002,0,{"$error":"#DIV/0!"}]
[null,52.326000000000001,0,0,null,null,null,null,null,null,null,null,null,null,null,null,null,null,null,52.326000000000001,0,{"$error":"#DIV/0!"}]
[null,52.341000000000001,0,0,null,null,null,null,null,null,null,null,null,null,null,null,null,null,null,52.341000000000001,0,{"$error":"#DIV/0!"}]
[null,52.374000000000002,0,0,null,null,null,null,null,null,null,null,null,null,null,null,null,null,null,52.374000000000002,0,{"$error":"#DIV/0!"}]
[null,52.405000000000001,0,0,null,null,null,null,null,null,null,null,null,null,null,null,null,null,null,52.405000000000001,0,{"$error":"#DIV/0!"}]
[null,52.436,0,0,null,null,null,null,null,null,null,null,null,null,null,null,null,null,null,52.436,0,{"$error":"#DIV/0!"}]
[null,52.468000000000004,0,0,null,null,null,null,null,null,null,null,null,null,null,null,null,null,null,52.468000000000004,0,{"$error":"#DIV/0!"}]
[null,52.484000000000002,0,0,null,null,null,null,null,null,null,null,null,null,null,null,null,null,null,52.484000000000002,0,{"$error":"#DIV/0!"}]
[null,52.530999999999999,0,0,null,null,null,null,null,null,null,null,null,null,null,null,null,null,null,52.530999999999999,0,{"$error":"#DIV/0!"}]
[null,52.561999999999998,0,0,null,null,null,null,null,null,null,null,null,null,null,null,null,null,null,52.561999999999998,0,{"$error":"#DIV/0!"}]
[null,52.591000000000001,0,0,null,null,null,null,null,null,null,null,null,null,null,null,null,null,null,52.591000000000001,0,{"$error":"#DIV/0!"}]
[null,52.61,0,0,null,null,null,null,null,null,null,null,null,null,null,null,null,null,null,52.61,0,{"$error":"#DIV/0!"}]
[null,52.640999999999998,0,0,null,null,null,null,null,null,null,null,null,null,null,null,null,null,null,52.640999999999998,0,{"$error":"#DIV/0!"}]
[null,52.658999999999999,0,0,null,null,null,null,null,null,null,null,null,null,null,null,null,null,null,52.658999999999999,0,{"$error":"#DIV/0!"}]
[null,52.69,0,0,null,null,null,null,null,null,null,null,null,null,null,null,null,null,null,52.69,0,{"$error":"#DIV/0!"}]
[null,52.72,0,0,null,null,null,null,null,null,null,null,null,null,null,null,null,null,null,52.72,0,{"$error":"#DIV/0!"}]
[null,52.767000000000003,0,0,null,null,null,null,null,null,null,null,null,null,null,null,null,null,null,52.767000000000003,0,{"$error":"#DIV/0!"}]
[null,52.798000000000002,0,0,null,null,null,null,null,null,null,null,null,null,null,null,null,null,null,52.798000000000002,0,{"$error":"#DIV/0!"}]
[null,52.813000000000002,0,0,null,null,null,null,null,null,null,null,null,null,null,null,null,null,null,52.813000000000002,0,{"$error":"#DIV/0!"}]
[null,52.846000000000004,0,0,null,null,null,null,null,null,null,null,null,null,null,null,null,null,null,52.846000000000004,0,{"$error":"#DIV/0!"}]
[null,52.877000000000002,0,0,null,null,null,null,null,null,null,null,null,null,null,null,null,null,null,52.877000000000002,0,{"$error":"#DIV/0!"}]
[null,52.895000000000003,0,0,null,null,null,null,null,null,null,null,null,null,null,null,null,null,null,52.895000000000003,0,{"$error":"#DIV/0!"}]
[null,52.94,0,0,null,null,null,null,null,null,null,null,null,null,null,null,null,null,null,52.94,0,{"$error":"#DIV/0!"}]
[null,52.956000000000003,0,0,null,null,null,null,null,null,null,null,null,null,null,null,null,null,null,52.956000000000003,0,{"$error":"#DIV/0!"}]
[null,52.974000000000004,0,0,null,null,null,null,null,null,null,null,null,null,null,null,null,null,null,52.974000000000004,0,{"$error":"#DIV/0!"}]
[null,53.005000000000003,0,0,null,null,null,null,null,null,null,null,null,null,null,null,null,null,null,53.005000000000003,0,{"$error":"#DIV/0!"}]
[null,53.035000000000004,0,0,null,null,null,null,null,null,null,null,null,null,null,null,null,null,null,53.035000000000004,0,{"$error":"#DIV/0!"}]
[null,53.082000000000001,0,0,null,null,null,null,null,null,null,null,null,null,null,null,null,null,null,53.082000000000001,0,{"$error":"#DIV/0!"}]
[null,53.113,0,0,null,null,null,null,null,null,null,null,null,null,null,null,null,null,null,53.113,0,{"$error":"#DIV/0!"}]
[null,53.131,0,0,null,null,null,null,null,null,null,null,null,null,null,null,null,null,null,53.131,0,{"$error":"#DIV/0!"}]
[null,53.161999999999999,0,0,null,null,null,null,null,null,null,null,null,null,null,null,null,null,null,53.161999999999999,0,{"$error":"#DIV/0!"}]
[null,53.192,0,0,null,null,null,null,null,null,null,null,null,null,null,null,null,null,null,53.192,0,{"$error":"#DIV/0!"}]
[null,53.21,0,0,null,null,null,null,null,null,null,null,null,null,null,null,null,null,null,53.21,0,{"$error":"#DIV/0!"}]
[null,53.241,0,0,null,null,null,null,null,null,null,null,null,null,null,null,null,null,null,53.241,0,{"$error":"#DIV/0!"}]
[null,53.288000000000004,0,0,null,null,null,null,null,null,null,null,null,null,null,null,null,null,null,53.288000000000004,0,{"$error":"#DIV/0!"}]
[null,53.291000000000004,0,0,null,null,null,null,null,null,null,null,null,null,null,null,null,null,null,53.291000000000004,0,{"$error":"#DIV/0!"}]
[null,53.32,0,0,null,null,null,null,null,null,null,null,null,null,null,null,null,null,null,53.32,0,{"$error":"#DIV/0!"}]
[null,53.367000000000004,0,0,null,null,null,null,null,null,null,null,null,null,null,null,null,null,null,53.367000000000004,0,{"$error":"#DIV/0!"}]
[null,53.398000000000003,0,0,null,null,null,null,null,null,null,null,null,null,null,null,null,null,null,53.398000000000003,0,{"$error":"#DIV/0!"}]
[null,53.414000000000001,0,0,null,null,null,null,null,null,null,null,null,null,null,null,null,null,null,53.414000000000001,0,{"$error":"#DIV/0!"}]
[null,53.445999999999998,0,0,null,null,null,null,null,null,null,null,null,null,null,null,null,null,null,53.445999999999998,0,{"$error":"#DIV/0!"}]
[null,53.477000000000004,0,0,null,null,null,null,null,null,null,null,null,null,null,null,null,null,null,53.477000000000004,0,{"$error":"#DIV/0!"}]
[null,53.495000000000005,0,0,null,null,null,null,null,null,null,null,null,null,null,null,null,null,null,53.495000000000005,0,{"$error":"#DIV/0!"}]
[null,53.541000000000004,0,0,null,null,null,null,null,null,null,null,null,null,null,null,null,null,null,53.541000000000004,0,{"$error":"#DIV/0!"}]
[null,53.556000000000004,0,0,null,null,null,null,null,null,null,null,null,null,null,null,null,null,null,53.556000000000004,0,{"$error":"#DIV/0!"}]
[null,53.603000000000002,0,0,null,null,null,null,null,null,null,null,null,null,null,null,null,null,null,53.603000000000002,0,{"$error":"#DIV/0!"}]
[null,53.634,0,0,null,null,null,null,null,null,null,null,null,null,null,null,null,null,null,53.634,0,{"$error":"#DIV/0!"}]
[null,53.64,0,0,null,null,null,null,null,null,null,null,null,null,null,null,null,null,null,53.64,0,{"$error":"#DIV/0!"}]
[null,53.682000000000002,0,0,null,null,null,null,null,null,null,null,null,null,null,null,null,null,null,53.682000000000002,0,{"$error":"#DIV/0!"}]
[null,53.713000000000001,0,0,null,null,null,null,null,null,null,null,null,null,null,null,null,null,null,53.713000000000001,0,{"$error":"#DIV/0!"}]
[null,53.731000000000002,0,0,null,null,null,null,null,null,null,null,null,null,null,null,null,null,null,53.731000000000002,0,{"$error":"#DIV/0!"}]
[null,53.762999999999998,0,0,null,null,null,null,null,null,null,null,null,null,null,null,null,null,null,53.762999999999998,0,{"$error":"#DIV/0!"}]
[null,53.792000000000002,0,0,null,null,null,null,null,null,null,null,null,null,null,null,null,null,null,53.792000000000002,0,{"$error":"#DIV/0!"}]
[null,53.81,0,0,null,null,null,null,null,null,null,null,null,null,null,null,null,null,null,53.81,0,{"$error":"#DIV/0!"}]
[null,53.841000000000001,0,0,null,null,null,null,null,null,null,null,null,null,null,null,null,null,null,53.841000000000001,0,{"$error":"#DIV/0!"}]
[null,53.89,0,0,null,null,null,null,null,null,null,null,null,null,null,null,null,null,null,53.89,0,{"$error":"#DIV/0!"}]
[null,53.917999999999999,0,0,null,null,null,null,null,null,null,null,null,null,null,null,null,null,null,53.917999999999999,0,{"$error":"#DIV/0!"}]
[null,53.948999999999998,0,0,null,null,null,null,null,null,null,null,null,null,null,null,null,null,null,53.948999999999998,0,{"$error":"#DIV/0!"}]
[null,53.966999999999999,0,0,null,null,null,null,null,null,null,null,null,null,null,null,null,null,null,53.966999999999999,0,{"$error":"#DIV/0!"}]
[null,53.984999999999999,0,0,null,null,null,null,null,null,null,null,null,null,null,null,null,null,null,53.984999999999999,0,{"$error":"#DIV/0!"}]
[null,54.027999999999999,0,0,null,null,null,null,null,null,null,null,null,null,null,null,null,null,null,54.027999999999999,0,{"$error":"#DIV/0!"}]
[null,54.045999999999999,0,0,null,null,null,null,null,null,null,null,null,null,null,null,null,null,null,54.045999999999999,0,{"$error":"#DIV/0!"}]
[null,54.076999999999998,0,0,null,null,null,null,null,null,null,null,null,null,null,null,null,null,null,54.076999999999998,0,{"$error":"#DIV/0!"}]
[null,54.112000000000002,0,0,null,null,null,null,null,null,null,null,null,null,null,null,null,null,null,54.112000000000002,0,{"$error":"#DIV/0!"}]
[null,54.125,0,0,null,null,null,null,null,null,null,null,null,null,null,null,null,null,null,54.125,0,{"$error":"#DIV/0!"}]
[null,54.155999999999999,0,0,null,null,null,null,null,null,null,null,null,null,null,null,null,null,null,54.155999999999999,0,{"$error":"#DIV/0!"}]
[null,54.203000000000003,0,0,null,null,null,null,null,null,null,null,null,null,null,null,null,null,null,54.203000000000003,0,{"$error":"#DIV/0!"}]
[null,54.234999999999999,0,0,null,null,null,null,null,null,null,null,null,null,null,null,null,null,null,54.234999999999999,0,{"$error":"#DIV/0!"}]
[null,54.250999999999998,0,0,null,null,null,null,null,null,null,null,null,null,null,null,null,null,null,54.250999999999998,0,{"$error":"#DIV/0!"}]
[null,54.282000000000004,0,0,null,null,null,null,null,null,null,null,null,null,null,null,null,null,null,54.282000000000004,0,{"$error":"#DIV/0!"}]
[null,54.313000000000002,0,0,null,null,null,null,null,null,null,null,null,null,null,null,null,null,null,54.313000000000002,0,{"$error":"#DIV/0!"}]
[null,54.334000000000003,0,0,null,null,null,null,null,null,null,null,null,null,null,null,null,null,null,54.334000000000003,0,{"$error":"#DIV/0!"}]
[null,54.361000000000004,0,0,null,null,null,null,null,null,null,null,null,null,null,null,null,null,null,54.361000000000004,0,{"$error":"#DIV/0!"}]
[null,54.392000000000003,0,0,null,null,null,null,null,null,null,null,null,null,null,null,null,null,null,54.392000000000003,0,{"$error":"#DIV/0!"}]
[null,54.439,0,0,null,null,null,null,null,null,null,null,null,null,null,null,null,null,null,54.439,0,{"$error":"#DIV/0!"}]
[null,54.457000000000001,0,0,null,null,null,null,null,null,null,null,null,null,null,null,null,null,null,54.457000000000001,0,{"$error":"#DIV/0!"}]
[null,54.487000000000002,0,0,null,null,null,null,null,null,null,null,null,null,null,null,null,null,null,54.487000000000002,0,{"$error":"#DIV/0!"}]
[null,54.518000000000001,0,0,null,null,null,null,null,null,null,null,null,null,null,null,null,null,null,54.518000000000001,0,{"$error":"#DIV/0!"}]
[null,54.548999999999999,0,0,null,null,null,null,null,null,null,null,null,null,null,null,null,null,null,54.548999999999999,0,{"$error":"#DIV/0!"}]
[null,54.556000000000004,0,0,null,null,null,null,null,null,null,null,null,null,null,null,null,null,null,54.556000000000004,0,{"$error":"#DIV/0!"}]
[null,54.597000000000001,0,0,null,null,null,null,null,null,null,null,null,null,null,null,null,null,null,54.597000000000001,0,{"$error":"#DIV/0!"}]
[null,54.628,0,0,null,null,null,null,null,null,null,null,null,null,null,null,null,null,null,54.628,0,{"$error":"#DIV/0!"}]
[null,54.646000000000001,0,0,null,null,null,null,null,null,null,null,null,null,null,null,null,null,null,54.646000000000001,0,{"$error":"#DIV/0!"}]
[null,54.679000000000002,0,0,null,null,null,null,null,null,null,null,null,null,null,null,null,null,null,54.679000000000002,0,{"$error":"#DIV/0!"}]
[null,54.722999999999999,0,0,null,null,null,null,null,null,null,null,null,null,null,null,null,null,null,54.722999999999999,0,{"$error":"#DIV/0!"}]
[null,54.753999999999998,0,0,null,null,null,null,null,null,null,null,null,null,null,null,null,null,null,54.753999999999998,0,{"$error":"#DIV/0!"}]
[null,54.756,0,0,null,null,null,null,null,null,null,null,null,null,null,null,null,null,null,54.756,0,{"$error":"#DIV/0!"}]
[null,54.803000000000004,0,0,null,null,null,null,null,null,null,null,null,null,null,null,null,null,null,54.803000000000004,0,{"$error":"#DIV/0!"}]
[null,54.835999999999999,0,0,null,null,null,null,null,null,null,null,null,null,null,null,null,null,null,54.835999999999999,0,{"$error":"#DIV/0!"}]
[null,54.850999999999999,0,0,null,null,null,null,null,null,null,null,null,null,null,null,null,null,null,54.850999999999999,0,{"$error":"#DIV/0!"}]
[null,54.881999999999998,0,0,null,null,null,null,null,null,null,null,null,null,null,null,null,null,null,54.881999999999998,0,{"$error":"#DIV/0!"}]
[null,54.913000000000004,0,0,null,null,null,null,null,null,null,null,null,null,null,null,null,null,null,54.913000000000004,0,{"$f":"D54922/$D$3","v":{"$error":"#DIV/0!"}}]
[null,54.935000000000002,0,0,null,null,null,null,null,null,null,null,null,null,null,null,null,null,null,54.935000000000002,0,{"$error":"#DIV/0!"}]
[null,54.960999999999999,0,0,null,null,null,null,null,null,null,null,null,null,null,null,null,null,null,54.960999999999999,0,{"$error":"#DIV/0!"}]
[null,54.992000000000004,0,0,null,null,null,null,null,null,null,null,null,null,null,null,null,null,null,54.992000000000004,0,{"$error":"#DIV/0!"}]
[null,55.039000000000001,0,0,null,null,null,null,null,null,null,null,null,null,null,null,null,null,null,55.039000000000001,0,{"$error":"#DIV/0!"}]
[null,55.058,0,0,null,null,null,null,null,null,null,null,null,null,null,null,null,null,null,55.058,0,{"$error":"#DIV/0!"}]
[null,55.087000000000003,0,0,null,null,null,null,null,null,null,null,null,null,null,null,null,null,null,55.087000000000003,0,{"$error":"#DIV/0!"}]
[null,55.118000000000002,0,0,null,null,null,null,null,null,null,null,null,null,null,null,null,null,null,55.118000000000002,0,{"$error":"#DIV/0!"}]
[null,55.149000000000001,0,0,null,null,null,null,null,null,null,null,null,null,null,null,null,null,null,55.149000000000001,0,{"$error":"#DIV/0!"}]
[null,55.185000000000002,0,0,null,null,null,null,null,null,null,null,null,null,null,null,null,null,null,55.185000000000002,0,{"$error":"#DIV/0!"}]
[null,55.197000000000003,0,0,null,null,null,null,null,null,null,null,null,null,null,null,null,null,null,55.197000000000003,0,{"$error":"#DIV/0!"}]
[null,55.244,0,0,null,null,null,null,null,null,null,null,null,null,null,null,null,null,null,55.244,0,{"$error":"#DIV/0!"}]
[null,55.246000000000002,0,0,null,null,null,null,null,null,null,null,null,null,null,null,null,null,null,55.246000000000002,0,{"$error":"#DIV/0!"}]
[null,55.28,0,0,null,null,null,null,null,null,null,null,null,null,null,null,null,null,null,55.28,0,{"$error":"#DIV/0!"}]
[null,55.323,0,0,null,null,null,null,null,null,null,null,null,null,null,null,null,null,null,55.323,0,{"$error":"#DIV/0!"}]
[null,55.353999999999999,0,0,null,null,null,null,null,null,null,null,null,null,null,null,null,null,null,55.353999999999999,0,{"$error":"#DIV/0!"}]
[null,55.384999999999998,0,0,null,null,null,null,null,null,null,null,null,null,null,null,null,null,null,55.384999999999998,0,{"$error":"#DIV/0!"}]
[null,55.407000000000004,0,0,null,null,null,null,null,null,null,null,null,null,null,null,null,null,null,55.407000000000004,0,{"$error":"#DIV/0!"}]
[null,55.433,0,0,null,null,null,null,null,null,null,null,null,null,null,null,null,null,null,55.433,0,{"$error":"#DIV/0!"}]
[null,55.451000000000001,0,0,null,null,null,null,null,null,null,null,null,null,null,null,null,null,null,55.451000000000001,0,{"$error":"#DIV/0!"}]
[null,55.481999999999999,0,0,null,null,null,null,null,null,null,null,null,null,null,null,null,null,null,55.481999999999999,0,{"$error":"#DIV/0!"}]
[null,55.53,0,0,null,null,null,null,null,null,null,null,null,null,null,null,null,null,null,55.53,0,{"$error":"#DIV/0!"}]
[null,55.559000000000005,0,0,null,null,null,null,null,null,null,null,null,null,null,null,null,null,null,55.559000000000005,0,{"$error":"#DIV/0!"}]
[null,55.561,0,0,null,null,null,null,null,null,null,null,null,null,null,null,null,null,null,55.561,0,{"$error":"#DIV/0!"}]
[null,55.591999999999999,0,0,null,null,null,null,null,null,null,null,null,null,null,null,null,null,null,55.591999999999999,0,{"$error":"#DIV/0!"}]
[null,55.628999999999998,0,0,null,null,null,null,null,null,null,null,null,null,null,null,null,null,null,55.628999999999998,0,{"$error":"#DIV/0!"}]
[null,55.669000000000004,0,0,null,null,null,null,null,null,null,null,null,null,null,null,null,null,null,55.669000000000004,0,{"$error":"#DIV/0!"}]
[null,55.686999999999998,0,0,null,null,null,null,null,null,null,null,null,null,null,null,null,null,null,55.686999999999998,0,{"$error":"#DIV/0!"}]
[null,55.718000000000004,0,0,null,null,null,null,null,null,null,null,null,null,null,null,null,null,null,55.718000000000004,0,{"$error":"#DIV/0!"}]
[null,55.752000000000002,0,0,null,null,null,null,null,null,null,null,null,null,null,null,null,null,null,55.752000000000002,0,{"$error":"#DIV/0!"}]
[null,55.765999999999998,0,0,null,null,null,null,null,null,null,null,null,null,null,null,null,null,null,55.765999999999998,0,{"$error":"#DIV/0!"}]
[null,55.797000000000004,0,0,null,null,null,null,null,null,null,null,null,null,null,null,null,null,null,55.797000000000004,0,{"$error":"#DIV/0!"}]
[null,55.844000000000001,0,0,null,null,null,null,null,null,null,null,null,null,null,null,null,null,null,55.844000000000001,0,{"$error":"#DIV/0!"}]
[null,55.850999999999999,0,0,null,null,null,null,null,null,null,null,null,null,null,null,null,null,null,55.850999999999999,0,{"$error":"#DIV/0!"}]
[null,55.905000000000001,0,0,null,null,null,null,null,null,null,null,null,null,null,null,null,null,null,55.905000000000001,0,{"$error":"#DIV/0!"}]
[null,55.923000000000002,0,0,null,null,null,null,null,null,null,null,null,null,null,null,null,null,null,55.923000000000002,0,{"$error":"#DIV/0!"}]
[null,55.954000000000001,0,0,null,null,null,null,null,null,null,null,null,null,null,null,null,null,null,55.954000000000001,0,{"$error":"#DIV/0!"}]
[null,55.974000000000004,0,0,null,null,null,null,null,null,null,null,null,null,null,null,null,null,null,55.974000000000004,0,{"$error":"#DIV/0!"}]
[null,56.002000000000002,0,0,null,null,null,null,null,null,null,null,null,null,null,null,null,null,null,56.002000000000002,0,{"$error":"#DIV/0!"}]
[null,56.033000000000001,0,0,null,null,null,null,null,null,null,null,null,null,null,null,null,null,null,56.033000000000001,0,{"$error":"#DIV/0!"}]
[null,56.051000000000002,0,0,null,null,null,null,null,null,null,null,null,null,null,null,null,null,null,56.051000000000002,0,{"$error":"#DIV/0!"}]
[null,56.100999999999999,0,0,null,null,null,null,null,null,null,null,null,null,null,null,null,null,null,56.100999999999999,0,{"$error":"#DIV/0!"}]
[null,56.112000000000002,0,0,null,null,null,null,null,null,null,null,null,null,null,null,null,null,null,56.112000000000002,0,{"$error":"#DIV/0!"}]
[null,56.158999999999999,0,0,null,null,null,null,null,null,null,null,null,null,null,null,null,null,null,56.158999999999999,0,{"$error":"#DIV/0!"}]
[null,56.19,0,0,null,null,null,null,null,null,null,null,null,null,null,null,null,null,null,56.19,0,{"$error":"#DIV/0!"}]
[null,56.2,0,0,null,null,null,null,null,null,null,null,null,null,null,null,null,null,null,56.2,0,{"$error":"#DIV/0!"}]
[null,56.238,0,0,null,null,null,null,null,null,null,null,null,null,null,null,null,null,null,56.238,0,{"$error":"#DIV/0!"}]
[null,56.268999999999998,0,0,null,null,null,null,null,null,null,null,null,null,null,null,null,null,null,56.268999999999998,0,{"$error":"#DIV/0!"}]
[null,56.286999999999999,0,0,null,null,null,null,null,null,null,null,null,null,null,null,null,null,null,56.286999999999999,0,{"$error":"#DIV/0!"}]
[null,56.317999999999998,0,0,null,null,null,null,null,null,null,null,null,null,null,null,null,null,null,56.317999999999998,0,{"$error":"#DIV/0!"}]
[null,56.353000000000002,0,0,null,null,null,null,null,null,null,null,null,null,null,null,null,null,null,56.353000000000002,0,{"$error":"#DIV/0!"}]
[null,56.366,0,0,null,null,null,null,null,null,null,null,null,null,null,null,null,null,null,56.366,0,{"$error":"#DIV/0!"}]
[null,56.396999999999998,0,0,null,null,null,null,null,null,null,null,null,null,null,null,null,null,null,56.396999999999998,0,{"$error":"#DIV/0!"}]
[null,56.444000000000003,0,0,null,null,null,null,null,null,null,null,null,null,null,null,null,null,null,56.444000000000003,0,{"$error":"#DIV/0!"}]
[null,56.480000000000004,0,0,null,null,null,null,null,null,null,null,null,null,null,null,null,null,null,56.480000000000004,0,{"$error":"#DIV/0!"}]
[null,56.505000000000003,0,0,null,null,null,null,null,null,null,null,null,null,null,null,null,null,null,56.505000000000003,0,{"$error":"#DIV/0!"}]
[null,56.523000000000003,0,0,null,null,null,null,null,null,null,null,null,null,null,null,null,null,null,56.523000000000003,0,{"$error":"#DIV/0!"}]
[null,56.554000000000002,0,0,null,null,null,null,null,null,null,null,null,null,null,null,null,null,null,56.554000000000002,0,{"$error":"#DIV/0!"}]
[null,56.575000000000003,0,0,null,null,null,null,null,null,null,null,null,null,null,null,null,null,null,56.575000000000003,0,{"$error":"#DIV/0!"}]
[null,56.602000000000004,0,0,null,null,null,null,null,null,null,null,null,null,null,null,null,null,null,56.602000000000004,0,{"$error":"#DIV/0!"}]
[null,56.633000000000003,0,0,null,null,null,null,null,null,null,null,null,null,null,null,null,null,null,56.633000000000003,0,{"$error":"#DIV/0!"}]
[null,56.68,0,0,null,null,null,null,null,null,null,null,null,null,null,null,null,null,null,56.68,0,{"$error":"#DIV/0!"}]
[null,56.701999999999998,0,0,null,null,null,null,null,null,null,null,null,null,null,null,null,null,null,56.701999999999998,0,{"$error":"#DIV/0!"}]
[null,56.712000000000003,0,0,null,null,null,null,null,null,null,null,null,null,null,null,null,null,null,56.712000000000003,0,{"$error":"#DIV/0!"}]
[null,56.759,0,0,null,null,null,null,null,null,null,null,null,null,null,null,null,null,null,56.759,0,{"$error":"#DIV/0!"}]
[null,56.79,0,0,null,null,null,null,null,null,null,null,null,null,null,null,null,null,null,56.79,0,{"$error":"#DIV/0!"}]
[null,56.801000000000002,0,0,null,null,null,null,null,null,null,null,null,null,null,null,null,null,null,56.801000000000002,0,{"$error":"#DIV/0!"}]
[null,56.838000000000001,0,0,null,null,null,null,null,null,null,null,null,null,null,null,null,null,null,56.838000000000001,0,{"$error":"#DIV/0!"}]
[null,56.869,0,0,null,null,null,null,null,null,null,null,null,null,null,null,null,null,null,56.869,0,{"$error":"#DIV/0!"}]
[null,56.887,0,0,null,null,null,null,null,null,null,null,null,null,null,null,null,null,null,56.887,0,{"$error":"#DIV/0!"}]
[null,56.923999999999999,0,0,null,null,null,null,null,null,null,null,null,null,null,null,null,null,null,56.923999999999999,0,{"$error":"#DIV/0!"}]
[null,56.948,0,0,null,null,null,null,null,null,null,null,null,null,null,null,null,null,null,56.948,0,{"$error":"#DIV/0!"}]
[null,56.995000000000005,0,0,null,null,null,null,null,null,null,null,null,null,null,null,null,null,null,56.995000000000005,0,{"$error":"#DIV/0!"}]
[null,57.026000000000003,0,0,null,null,null,null,null,null,null,null,null,null,null,null,null,null,null,57.026000000000003,0,{"$error":"#DIV/0!"}]
[null,57.051000000000002,0,0,null,null,null,null,null,null,null,null,null,null,null,null,null,null,null,57.051000000000002,0,{"$error":"#DIV/0!"}]
[null,57.073999999999998,0,0,null,null,null,null,null,null,null,null,null,null,null,null,null,null,null,57.073999999999998,0,{"$error":"#DIV/0!"}]
[null,57.105000000000004,0,0,null,null,null,null,null,null,null,null,null,null,null,null,null,null,null,57.105000000000004,0,{"$error":"#DIV/0!"}]
[null,57.123000000000005,0,0,null,null,null,null,null,null,null,null,null,null,null,null,null,null,null,57.123000000000005,0,{"$error":"#DIV/0!"}]
[null,57.146000000000001,0,0,null,null,null,null,null,null,null,null,null,null,null,null,null,null,null,57.146000000000001,0,{"$error":"#DIV/0!"}]
[null,57.184000000000005,0,0,null,null,null,null,null,null,null,null,null,null,null,null,null,null,null,57.184000000000005,0,{"$error":"#DIV/0!"}]
[null,57.201999999999998,0,0,null,null,null,null,null,null,null,null,null,null,null,null,null,null,null,57.201999999999998,0,{"$error":"#DIV/0!"}]
[null,57.233000000000004,0,0,null,null,null,null,null,null,null,null,null,null,null,null,null,null,null,57.233000000000004,0,{"$error":"#DIV/0!"}]
[null,57.273000000000003,0,0,null,null,null,null,null,null,null,null,null,null,null,null,null,null,null,57.273000000000003,0,{"$error":"#DIV/0!"}]
[null,57.31,0,0,null,null,null,null,null,null,null,null,null,null,null,null,null,null,null,57.31,0,{"$error":"#DIV/0!"}]
[null,57.341000000000001,0,0,null,null,null,null,null,null,null,null,null,null,null,null,null,null,null,57.341000000000001,0,{"$error":"#DIV/0!"}]
[null,57.359000000000002,0,0,null,null,null,null,null,null,null,null,null,null,null,null,null,null,null,57.359000000000002,0,{"$error":"#DIV/0!"}]
[null,57.396000000000001,0,0,null,null,null,null,null,null,null,null,null,null,null,null,null,null,null,57.396000000000001,0,{"$error":"#DIV/0!"}]
[null,57.407000000000004,0,0,null,null,null,null,null,null,null,null,null,null,null,null,null,null,null,57.407000000000004,0,{"$error":"#DIV/0!"}]
[null,57.438000000000002,0,0,null,null,null,null,null,null,null,null,null,null,null,null,null,null,null,57.438000000000002,0,{"$error":"#DIV/0!"}]
[null,57.469000000000001,0,0,null,null,null,null,null,null,null,null,null,null,null,null,null,null,null,57.469000000000001,0,{"$error":"#DIV/0!"}]
[null,57.495000000000005,0,0,null,null,null,null,null,null,null,null,null,null,null,null,null,null,null,57.495000000000005,0,{"$error":"#DIV/0!"}]
[null,57.517000000000003,0,0,null,null,null,null,null,null,null,null,null,null,null,null,null,null,null,57.517000000000003,0,{"$error":"#DIV/0!"}]
[null,57.548000000000002,0,0,null,null,null,null,null,null,null,null,null,null,null,null,null,null,null,57.548000000000002,0,{"$error":"#DIV/0!"}]
[null,57.594999999999999,0,0,null,null,null,null,null,null,null,null,null,null,null,null,null,null,null,57.594999999999999,0,{"$error":"#DIV/0!"}]
[null,57.618000000000002,0,0,null,null,null,null,null,null,null,null,null,null,null,null,null,null,null,57.618000000000002,0,{"$error":"#DIV/0!"}]
[null,57.643000000000001,0,0,null,null,null,null,null,null,null,null,null,null,null,null,null,null,null,57.643000000000001,0,{"$error":"#DIV/0!"}]
[null,57.673999999999999,0,0,null,null,null,null,null,null,null,null,null,null,null,null,null,null,null,57.673999999999999,0,{"$error":"#DIV/0!"}]
[null,57.704999999999998,0,0,null,null,null,null,null,null,null,null,null,null,null,null,null,null,null,57.704999999999998,0,{"$error":"#DIV/0!"}]
[null,57.745000000000005,0,0,null,null,null,null,null,null,null,null,null,null,null,null,null,null,null,57.745000000000005,0,{"$error":"#DIV/0!"}]
[null,57.753,0,0,null,null,null,null,null,null,null,null,null,null,null,null,null,null,null,57.753,0,{"$error":"#DIV/0!"}]
[null,57.800000000000004,0,0,null,null,null,null,null,null,null,null,null,null,null,null,null,null,null,57.800000000000004,0,{"$error":"#DIV/0!"}]
[null,57.831000000000003,0,0,null,null,null,null,null,null,null,null,null,null,null,null,null,null,null,57.831000000000003,0,{"$error":"#DIV/0!"}]
[null,57.84,0,0,null,null,null,null,null,null,null,null,null,null,null,null,null,null,null,57.84,0,{"$error":"#DIV/0!"}]
[null,57.878999999999998,0,0,null,null,null,null,null,null,null,null,null,null,null,null,null,null,null,57.878999999999998,0,{"$error":"#DIV/0!"}]
[null,57.910000000000004,0,0,null,null,null,null,null,null,null,null,null,null,null,null,null,null,null,57.910000000000004,0,{"$error":"#DIV/0!"}]
[null,57.941000000000003,0,0,null,null,null,null,null,null,null,null,null,null,null,null,null,null,null,57.941000000000003,0,{"$error":"#DIV/0!"}]
[null,57.959000000000003,0,0,null,null,null,null,null,null,null,null,null,null,null,null,null,null,null,57.959000000000003,0,{"$error":"#DIV/0!"}]
[null,57.997,0,0,null,null,null,null,null,null,null,null,null,null,null,null,null,null,null,57.997,0,{"$error":"#DIV/0!"}]
[null,58.006999999999998,0,0,null,null,null,null,null,null,null,null,null,null,null,null,null,null,null,58.006999999999998,0,{"$error":"#DIV/0!"}]
[null,58.038000000000004,0,0,null,null,null,null,null,null,null,null,null,null,null,null,null,null,null,58.038000000000004,0,{"$error":"#DIV/0!"}]
[null,58.069000000000003,0,0,null,null,null,null,null,null,null,null,null,null,null,null,null,null,null,58.069000000000003,0,{"$error":"#DIV/0!"}]
[null,58.096000000000004,0,0,null,null,null,null,null,null,null,null,null,null,null,null,null,null,null,58.096000000000004,0,{"$error":"#DIV/0!"}]
[null,58.146000000000001,0,0,null,null,null,null,null,null,null,null,null,null,null,null,null,null,null,58.146000000000001,0,{"$error":"#DIV/0!"}]
[null,58.177,0,0,null,null,null,null,null,null,null,null,null,null,null,null,null,null,null,58.177,0,{"$f":"D58186/$D$3","v":{"$error":"#DIV/0!"}}]
[null,58.195,0,0,null,null,null,null,null,null,null,null,null,null,null,null,null,null,null,58.195,0,{"$error":"#DIV/0!"}]
[null,58.219000000000001,0,0,null,null,null,null,null,null,null,null,null,null,null,null,null,null,null,58.219000000000001,0,{"$error":"#DIV/0!"}]
[null,58.243000000000002,0,0,null,null,null,null,null,null,null,null,null,null,null,null,null,null,null,58.243000000000002,0,{"$error":"#DIV/0!"}]
[null,58.274000000000001,0,0,null,null,null,null,null,null,null,null,null,null,null,null,null,null,null,58.274000000000001,0,{"$error":"#DIV/0!"}]
[null,58.305,0,0,null,null,null,null,null,null,null,null,null,null,null,null,null,null,null,58.305,0,{"$f":"D58314/$D$3","v":{"$error":"#DIV/0!"}}]
[null,58.346000000000004,0,0,null,null,null,null,null,null,null,null,null,null,null,null,null,null,null,58.346000000000004,0,{"$error":"#DIV/0!"}]
[null,58.353000000000002,0,0,null,null,null,null,null,null,null,null,null,null,null,null,null,null,null,58.353000000000002,0,{"$error":"#DIV/0!"}]
[null,58.4,0,0,null,null,null,null,null,null,null,null,null,null,null,null,null,null,null,58.4,0,{"$error":"#DIV/0!"}]
[null,58.431000000000004,0,0,null,null,null,null,null,null,null,null,null,null,null,null,null,null,null,58.431000000000004,0,{"$error":"#DIV/0!"}]
[null,58.441000000000003,0,0,null,null,null,null,null,null,null,null,null,null,null,null,null,null,null,58.441000000000003,0,{"$error":"#DIV/0!"}]
[null,58.478999999999999,0,0,null,null,null,null,null,null,null,null,null,null,null,null,null,null,null,58.478999999999999,0,{"$error":"#DIV/0!"}]
[null,58.51,0,0,null,null,null,null,null,null,null,null,null,null,null,null,null,null,null,58.51,0,{"$error":"#DIV/0!"}]
[null,58.541000000000004,0,0,null,null,null,null,null,null,null,null,null,null,null,null,null,null,null,58.541000000000004,0,{"$error":"#DIV/0!"}]
[null,58.567999999999998,0,0,null,null,null,null,null,null,null,null,null,null,null,null,null,null,null,58.567999999999998,0,{"$error":"#DIV/0!"}]
[null,58.588999999999999,0,0,null,null,null,null,null,null,null,null,null,null,null,null,null,null,null,58.588999999999999,0,{"$error":"#DIV/0!"}]
[null,58.636000000000003,0,0,null,null,null,null,null,null,null,null,null,null,null,null,null,null,null,58.636000000000003,0,{"$error":"#DIV/0!"}]
[null,58.637999999999998,0,0,null,null,null,null,null,null,null,null,null,null,null,null,null,null,null,58.637999999999998,0,{"$error":"#DIV/0!"}]
[null,58.691000000000003,0,0,null,null,null,null,null,null,null,null,null,null,null,null,null,null,null,58.691000000000003,0,{"$error":"#DIV/0!"}]
[null,58.715000000000003,0,0,null,null,null,null,null,null,null,null,null,null,null,null,null,null,null,58.715000000000003,0,{"$error":"#DIV/0!"}]
[null,58.746000000000002,0,0,null,null,null,null,null,null,null,null,null,null,null,null,null,null,null,58.746000000000002,0,{"$error":"#DIV/0!"}]
[null,58.764000000000003,0,0,null,null,null,null,null,null,null,null,null,null,null,null,null,null,null,58.764000000000003,0,{"$error":"#DIV/0!"}]
[null,58.79,0,0,null,null,null,null,null,null,null,null,null,null,null,null,null,null,null,58.79,0,{"$error":"#DIV/0!"}]
[null,58.825000000000003,0,0,null,null,null,null,null,null,null,null,null,null,null,null,null,null,null,58.825000000000003,0,{"$error":"#DIV/0!"}]
[null,58.843000000000004,0,0,null,null,null,null,null,null,null,null,null,null,null,null,null,null,null,58.843000000000004,0,{"$error":"#DIV/0!"}]
[null,58.874000000000002,0,0,null,null,null,null,null,null,null,null,null,null,null,null,null,null,null,58.874000000000002,0,{"$error":"#DIV/0!"}]
[null,58.913000000000004,0,0,null,null,null,null,null,null,null,null,null,null,null,null,null,null,null,58.913000000000004,0,{"$error":"#DIV/0!"}]
[null,58.951000000000001,0,0,null,null,null,null,null,null,null,null,null,null,null,null,null,null,null,58.951000000000001,0,{"$error":"#DIV/0!"}]
[null,58.981999999999999,0,0,null,null,null,null,null,null,null,null,null,null,null,null,null,null,null,58.981999999999999,0,{"$error":"#DIV/0!"}]
[null,59,0,0,null,null,null,null,null,null,null,null,null,null,null,null,null,null,null,59,0,{"$error":"#DIV/0!"}]
[null,59.012,0,0,null,null,null,null,null,null,null,null,null,null,null,null,null,null,null,59.012,0,{"$error":"#DIV/0!"}]
[null,59.061,0,0,null,null,null,null,null,null,null,null,null,null,null,null,null,null,null,59.061,0,{"$error":"#DIV/0!"}]
[null,59.079000000000001,0,0,null,null,null,null,null,null,null,null,null,null,null,null,null,null,null,59.079000000000001,0,{"$error":"#DIV/0!"}]
[null,59.11,0,0,null,null,null,null,null,null,null,null,null,null,null,null,null,null,null,59.11,0,{"$error":"#DIV/0!"}]
[null,59.134999999999998,0,0,null,null,null,null,null,null,null,null,null,null,null,null,null,null,null,59.134999999999998,0,{"$error":"#DIV/0!"}]
[null,59.158000000000001,0,0,null,null,null,null,null,null,null,null,null,null,null,null,null,null,null,59.158000000000001,0,{"$error":"#DIV/0!"}]
[null,59.189,0,0,null,null,null,null,null,null,null,null,null,null,null,null,null,null,null,59.189,0,{"$error":"#DIV/0!"}]
[null,59.236000000000004,0,0,null,null,null,null,null,null,null,null,null,null,null,null,null,null,null,59.236000000000004,0,{"$error":"#DIV/0!"}]
[null,59.262,0,0,null,null,null,null,null,null,null,null,null,null,null,null,null,null,null,59.262,0,{"$error":"#DIV/0!"}]
[null,59.297000000000004,0,0,null,null,null,null,null,null,null,null,null,null,null,null,null,null,null,59.297000000000004,0,{"$error":"#DIV/0!"}]
[null,59.314999999999998,0,0,null,null,null,null,null,null,null,null,null,null,null,null,null,null,null,59.314999999999998,0,{"$error":"#DIV/0!"}]
[null,59.346000000000004,0,0,null,null,null,null,null,null,null,null,null,null,null,null,null,null,null,59.346000000000004,0,{"$error":"#DIV/0!"}]
[null,59.361000000000004,0,0,null,null,null,null,null,null,null,null,null,null,null,null,null,null,null,59.361000000000004,0,{"$error":"#DIV/0!"}]
[null,59.393999999999998,0,0,null,null,null,null,null,null,null,null,null,null,null,null,null,null,null,59.393999999999998,0,{"$error":"#DIV/0!"}]
[null,59.425000000000004,0,0,null,null,null,null,null,null,null,null,null,null,null,null,null,null,null,59.425000000000004,0,{"$error":"#DIV/0!"}]
[null,59.442999999999998,0,0,null,null,null,null,null,null,null,null,null,null,null,null,null,null,null,59.442999999999998,0,{"$error":"#DIV/0!"}]
[null,59.474000000000004,0,0,null,null,null,null,null,null,null,null,null,null,null,null,null,null,null,59.474000000000004,0,{"$error":"#DIV/0!"}]
[null,59.501000000000005,0,0,null,null,null,null,null,null,null,null,null,null,null,null,null,null,null,59.501000000000005,0,{"$error":"#DIV/0!"}]
[null,59.502000000000002,0,0,null,null,null,null,null,null,null,null,null,null,null,null,null,null,null,59.502000000000002,0,{"$error":"#DIV/0!"}]
[null,59.503,0,0,null,null,null,null,null,null,null,null,null,null,null,null,null,null,null,59.503,0,{"$error":"#DIV/0!"}]
[null,59.503999999999998,0,0,null,null,null,null,null,null,null,null,null,null,null,null,null,null,null,59.503999999999998,0,{"$error":"#DIV/0!"}]
[null,59.505000000000003,0,0,null,null,null,null,null,null,null,null,null,null,null,null,null,null,null,59.505000000000003,0,{"$error":"#DIV/0!"}]
[null,59.506,0,0,null,null,null,null,null,null,null,null,null,null,null,null,null,null,null,59.506,0,{"$error":"#DIV/0!"}]
[null,59.506999999999998,0,0,null,null,null,null,null,null,null,null,null,null,null,null,null,null,null,59.506999999999998,0,{"$error":"#DIV/0!"}]
[null,59.508000000000003,0,0,null,null,null,null,null,null,null,null,null,null,null,null,null,null,null,59.508000000000003,0,{"$error":"#DIV/0!"}]
[null,59.509,0,0,null,null,null,null,null,null,null,null,null,null,null,null,null,null,null,59.509,0,{"$error":"#DIV/0!"}]
[null,59.51,0,0,null,null,null,null,null,null,null,null,null,null,null,null,null,null,null,59.51,0,{"$error":"#DIV/0!"}]
[null,59.511000000000003,0,0,null,null,null,null,null,null,null,null,null,null,null,null,null,null,null,59.511000000000003,0,{"$error":"#DIV/0!"}]
[null,59.512,0,0,null,null,null,null,null,null,null,null,null,null,null,null,null,null,null,59.512,0,{"$error":"#DIV/0!"}]
[null,59.512999999999998,0,0,null,null,null,null,null,null,null,null,null,null,null,null,null,null,null,59.512999999999998,0,{"$error":"#DIV/0!"}]
[null,59.514000000000003,0,0,null,null,null,null,null,null,null,null,null,null,null,null,null,null,null,59.514000000000003,0,{"$error":"#DIV/0!"}]
[null,59.515000000000001,0,0,null,null,null,null,null,null,null,null,null,null,null,null,null,null,null,59.515000000000001,0,{"$error":"#DIV/0!"}]
[null,59.515999999999998,0,0,null,null,null,null,null,null,null,null,null,null,null,null,null,null,null,59.515999999999998,0,{"$error":"#DIV/0!"}]
[null,59.517000000000003,0,0,null,null,null,null,null,null,null,null,null,null,null,null,null,null,null,59.517000000000003,0,{"$error":"#DIV/0!"}]
[null,59.518000000000001,0,0,null,null,null,null,null,null,null,null,null,null,null,null,null,null,null,59.518000000000001,0,{"$error":"#DIV/0!"}]
[null,59.518999999999998,0,0,null,null,null,null,null,null,null,null,null,null,null,null,null,null,null,59.518999999999998,0,{"$error":"#DIV/0!"}]
[null,59.52,0,0,null,null,null,null,null,null,null,null,null,null,null,null,null,null,null,59.52,0,{"$error":"#DIV/0!"}]
[null,59.521000000000001,0,0,null,null,null,null,null,null,null,null,null,null,null,null,null,null,null,59.521000000000001,0,{"$f":"D59530/$D$3","v":{"$error":"#DIV/0!"}}]
[null,59.521999999999998,0,0,null,null,null,null,null,null,null,null,null,null,null,null,null,null,null,59.521999999999998,0,{"$error":"#DIV/0!"}]
[null,59.523000000000003,0,0,null,null,null,null,null,null,null,null,null,null,null,null,null,null,null,59.523000000000003,0,{"$error":"#DIV/0!"}]
[null,59.524000000000001,0,0,null,null,null,null,null,null,null,null,null,null,null,null,null,null,null,59.524000000000001,0,{"$error":"#DIV/0!"}]
[null,59.524999999999999,0,0,null,null,null,null,null,null,null,null,null,null,null,null,null,null,null,59.524999999999999,0,{"$error":"#DIV/0!"}]
[null,59.526000000000003,0,0,null,null,null,null,null,null,null,null,null,null,null,null,null,null,null,59.526000000000003,0,{"$error":"#DIV/0!"}]
[null,59.527000000000001,0,0,null,null,null,null,null,null,null,null,null,null,null,null,null,null,null,59.527000000000001,0,{"$error":"#DIV/0!"}]
[null,59.527999999999999,0,0,null,null,null,null,null,null,null,null,null,null,null,null,null,null,null,59.527999999999999,0,{"$error":"#DIV/0!"}]
[null,59.529000000000003,0,0,null,null,null,null,null,null,null,null,null,null,null,null,null,null,null,59.529000000000003,0,{"$error":"#DIV/0!"}]
[null,59.53,0,0,null,null,null,null,null,null,null,null,null,null,null,null,null,null,null,59.53,0,{"$error":"#DIV/0!"}]
[null,59.530999999999999,0,0,null,null,null,null,null,null,null,null,null,null,null,null,null,null,null,59.530999999999999,0,{"$error":"#DIV/0!"}]
[null,59.532000000000004,0,0,null,null,null,null,null,null,null,null,null,null,null,null,null,null,null,59.532000000000004,0,{"$error":"#DIV/0!"}]
[null,59.533000000000001,0,0,null,null,null,null,null,null,null,null,null,null,null,null,null,null,null,59.533000000000001,0,{"$error":"#DIV/0!"}]
[null,59.533999999999999,0,0,null,null,null,null,null,null,null,null,null,null,null,null,null,null,null,59.533999999999999,0,{"$error":"#DIV/0!"}]
[null,59.535000000000004,0,0,null,null,null,null,null,null,null,null,null,null,null,null,null,null,null,59.535000000000004,0,{"$error":"#DIV/0!"}]
[null,59.536000000000001,0,0,null,null,null,null,null,null,null,null,null,null,null,null,null,null,null,59.536000000000001,0,{"$error":"#DIV/0!"}]
[null,59.536999999999999,0,0,null,null,null,null,null,null,null,null,null,null,null,null,null,null,null,59.536999999999999,0,{"$error":"#DIV/0!"}]
[null,59.538000000000004,0,0,null,null,null,null,null,null,null,null,null,null,null,null,null,null,null,59.538000000000004,0,{"$error":"#DIV/0!"}]
[null,59.539000000000001,0,0,null,null,null,null,null,null,null,null,null,null,null,null,null,null,null,59.539000000000001,0,{"$error":"#DIV/0!"}]
[null,59.54,0,0,null,null,null,null,null,null,null,null,null,null,null,null,null,null,null,59.54,0,{"$error":"#DIV/0!"}]
[null,59.541000000000004,0,0,null,null,null,null,null,null,null,null,null,null,null,null,null,null,null,59.541000000000004,0,{"$error":"#DIV/0!"}]
[null,59.542000000000002,0,0,null,null,null,null,null,null,null,null,null,null,null,null,null,null,null,59.542000000000002,0,{"$error":"#DIV/0!"}]
[null,59.542999999999999,0,0,null,null,null,null,null,null,null,null,null,null,null,null,null,null,null,59.542999999999999,0,{"$error":"#DIV/0!"}]
[null,59.544000000000004,0,0,null,null,null,null,null,null,null,null,null,null,null,null,null,null,null,59.544000000000004,0,{"$error":"#DIV/0!"}]
[null,59.545000000000002,0,0,null,null,null,null,null,null,null,null,null,null,null,null,null,null,null,59.545000000000002,0,{"$error":"#DIV/0!"}]
[null,59.545999999999999,0,0,null,null,null,null,null,null,null,null,null,null,null,null,null,null,null,59.545999999999999,0,{"$error":"#DIV/0!"}]
[null,59.547000000000004,0,0,null,null,null,null,null,null,null,null,null,null,null,null,null,null,null,59.547000000000004,0,{"$error":"#DIV/0!"}]
[null,59.548000000000002,0,0,null,null,null,null,null,null,null,null,null,null,null,null,null,null,null,59.548000000000002,0,{"$error":"#DIV/0!"}]
[null,59.548999999999999,0,0,null,null,null,null,null,null,null,null,null,null,null,null,null,null,null,59.548999999999999,0,{"$error":"#DIV/0!"}]
[null,59.550000000000004,0,0,null,null,null,null,null,null,null,null,null,null,null,null,null,null,null,59.550000000000004,0,{"$error":"#DIV/0!"}]
[null,59.551000000000002,0,0,null,null,null,null,null,null,null,null,null,null,null,null,null,null,null,59.551000000000002,0,{"$error":"#DIV/0!"}]
[null,59.552,0,0,null,null,null,null,null,null,null,null,null,null,null,null,null,null,null,59.552,0,{"$error":"#DIV/0!"}]
[null,59.553000000000004,0,0,null,null,null,null,null,null,null,null,null,null,null,null,null,null,null,59.553000000000004,0,{"$error":"#DIV/0!"}]
[null,59.554000000000002,0,0,null,null,null,null,null,null,null,null,null,null,null,null,null,null,null,59.554000000000002,0,{"$error":"#DIV/0!"}]
[null,59.555,0,0,null,null,null,null,null,null,null,null,null,null,null,null,null,null,null,59.555,0,{"$error":"#DIV/0!"}]
[null,59.556000000000004,0,0,null,null,null,null,null,null,null,null,null,null,null,null,null,null,null,59.556000000000004,0,{"$error":"#DIV/0!"}]
[null,59.557000000000002,0,0,null,null,null,null,null,null,null,null,null,null,null,null,null,null,null,59.557000000000002,0,{"$error":"#DIV/0!"}]
[null,59.558,0,0,null,null,null,null,null,null,null,null,null,null,null,null,null,null,null,59.558,0,{"$error":"#DIV/0!"}]
[null,59.559000000000005,0,0,null,null,null,null,null,null,null,null,null,null,null,null,null,null,null,59.559000000000005,0,{"$error":"#DIV/0!"}]
[null,59.56,0,0,null,null,null,null,null,null,null,null,null,null,null,null,null,null,null,59.56,0,{"$error":"#DIV/0!"}]
[null,59.561,0,0,null,null,null,null,null,null,null,null,null,null,null,null,null,null,null,59.561,0,{"$error":"#DIV/0!"}]
[null,59.562000000000005,0,0,null,null,null,null,null,null,null,null,null,null,null,null,null,null,null,59.562000000000005,0,{"$error":"#DIV/0!"}]
[null,59.563000000000002,0,0,null,null,null,null,null,null,null,null,null,null,null,null,null,null,null,59.563000000000002,0,{"$error":"#DIV/0!"}]
[null,59.564,0,0,null,null,null,null,null,null,null,null,null,null,null,null,null,null,null,59.564,0,{"$error":"#DIV/0!"}]
[null,59.564999999999998,0,0,null,null,null,null,null,null,null,null,null,null,null,null,null,null,null,59.564999999999998,0,{"$error":"#DIV/0!"}]
[null,59.566000000000003,0,0,null,null,null,null,null,null,null,null,null,null,null,null,null,null,null,59.566000000000003,0,{"$error":"#DIV/0!"}]
[null,59.567,0,0,null,null,null,null,null,null,null,null,null,null,null,null,null,null,null,59.567,0,{"$error":"#DIV/0!"}]
[null,59.567999999999998,0,0,null,null,null,null,null,null,null,null,null,null,null,null,null,null,null,59.567999999999998,0,{"$error":"#DIV/0!"}]
[null,59.569000000000003,0,0,null,null,null,null,null,null,null,null,null,null,null,null,null,null,null,59.569000000000003,0,{"$error":"#DIV/0!"}]
[null,59.57,0,0,null,null,null,null,null,null,null,null,null,null,null,null,null,null,null,59.57,0,{"$error":"#DIV/0!"}]
[null,59.570999999999998,0,0,null,null,null,null,null,null,null,null,null,null,null,null,null,null,null,59.570999999999998,0,{"$error":"#DIV/0!"}]
[null,59.572000000000003,0,0,null,null,null,null,null,null,null,null,null,null,null,null,null,null,null,59.572000000000003,0,{"$error":"#DIV/0!"}]
[null,59.573,0,0,null,null,null,null,null,null,null,null,null,null,null,null,null,null,null,59.573,0,{"$error":"#DIV/0!"}]
[null,59.573999999999998,0,0,null,null,null,null,null,null,null,null,null,null,null,null,null,null,null,59.573999999999998,0,{"$error":"#DIV/0!"}]
[null,59.575000000000003,0,0,null,null,null,null,null,null,null,null,null,null,null,null,null,null,null,59.575000000000003,0,{"$error":"#DIV/0!"}]
[null,59.576000000000001,0,0,null,null,null,null,null,null,null,null,null,null,null,null,null,null,null,59.576000000000001,0,{"$error":"#DIV/0!"}]
[null,59.576999999999998,0,0,null,null,null,null,null,null,null,null,null,null,null,null,null,null,null,59.576999999999998,0,{"$error":"#DIV/0!"}]
[null,59.578000000000003,0,0,null,null,null,null,null,null,null,null,null,null,null,null,null,null,null,59.578000000000003,0,{"$error":"#DIV/0!"}]
[null,59.579000000000001,0,0,null,null,null,null,null,null,null,null,null,null,null,null,null,null,null,59.579000000000001,0,{"$error":"#DIV/0!"}]
[null,59.58,0,0,null,null,null,null,null,null,null,null,null,null,null,null,null,null,null,59.58,0,{"$error":"#DIV/0!"}]
[null,59.581000000000003,0,0,null,null,null,null,null,null,null,null,null,null,null,null,null,null,null,59.581000000000003,0,{"$error":"#DIV/0!"}]
[null,59.582000000000001,0,0,null,null,null,null,null,null,null,null,null,null,null,null,null,null,null,59.582000000000001,0,{"$error":"#DIV/0!"}]
[null,59.582999999999998,0,0,null,null,null,null,null,null,null,null,null,null,null,null,null,null,null,59.582999999999998,0,{"$error":"#DIV/0!"}]
[null,59.584000000000003,0,0,null,null,null,null,null,null,null,null,null,null,null,null,null,null,null,59.584000000000003,0,{"$error":"#DIV/0!"}]
[null,59.585000000000001,0,0,null,null,null,null,null,null,null,null,null,null,null,null,null,null,null,59.585000000000001,0,{"$f":"D59594/$D$3","v":{"$error":"#DIV/0!"}}]
[null,59.585999999999999,0,0,null,null,null,null,null,null,null,null,null,null,null,null,null,null,null,59.585999999999999,0,{"$error":"#DIV/0!"}]
[null,59.587000000000003,0,0,null,null,null,null,null,null,null,null,null,null,null,null,null,null,null,59.587000000000003,0,{"$error":"#DIV/0!"}]
[null,59.588000000000001,0,0,null,null,null,null,null,null,null,null,null,null,null,null,null,null,null,59.588000000000001,0,{"$error":"#DIV/0!"}]
[null,59.588999999999999,0,0,null,null,null,null,null,null,null,null,null,null,null,null,null,null,null,59.588999999999999,0,{"$error":"#DIV/0!"}]
[null,59.59,0,0,null,null,null,null,null,null,null,null,null,null,null,null,null,null,null,59.59,0,{"$error":"#DIV/0!"}]
[null,59.591000000000001,0,0,null,null,null,null,null,null,null,null,null,null,null,null,null,null,null,59.591000000000001,0,{"$error":"#DIV/0!"}]
[null,59.591999999999999,0,0,null,null,null,null,null,null,null,null,null,null,null,null,null,null,null,59.591999999999999,0,{"$error":"#DIV/0!"}]
[null,59.593000000000004,0,0,null,null,null,null,null,null,null,null,null,null,null,null,null,null,null,59.593000000000004,0,{"$error":"#DIV/0!"}]
[null,59.594000000000001,0,0,null,null,null,null,null,null,null,null,null,null,null,null,null,null,null,59.594000000000001,0,{"$error":"#DIV/0!"}]
[null,59.594999999999999,0,0,null,null,null,null,null,null,null,null,null,null,null,null,null,null,null,59.594999999999999,0,{"$error":"#DIV/0!"}]
[null,59.596000000000004,0,0,null,null,null,null,null,null,null,null,null,null,null,null,null,null,null,59.596000000000004,0,{"$error":"#DIV/0!"}]
[null,59.597000000000001,0,0,null,null,null,null,null,null,null,null,null,null,null,null,null,null,null,59.597000000000001,0,{"$error":"#DIV/0!"}]
[null,59.597999999999999,0,0,null,null,null,null,null,null,null,null,null,null,null,null,null,null,null,59.597999999999999,0,{"$error":"#DIV/0!"}]
[null,59.599000000000004,0,0,null,null,null,null,null,null,null,null,null,null,null,null,null,null,null,59.599000000000004,0,{"$error":"#DIV/0!"}]
[null,59.6,0,0,null,null,null,null,null,null,null,null,null,null,null,null,null,null,null,59.6,0,{"$error":"#DIV/0!"}]
[null,59.600999999999999,0,0,null,null,null,null,null,null,null,null,null,null,null,null,null,null,null,59.600999999999999,0,{"$error":"#DIV/0!"}]
[null,59.602000000000004,0,0,null,null,null,null,null,null,null,null,null,null,null,null,null,null,null,59.602000000000004,0,{"$error":"#DIV/0!"}]
[null,59.603000000000002,0,0,null,null,null,null,null,null,null,null,null,null,null,null,null,null,null,59.603000000000002,0,{"$error":"#DIV/0!"}]
[null,59.603999999999999,0,0,null,null,null,null,null,null,null,null,null,null,null,null,null,null,null,59.603999999999999,0,{"$error":"#DIV/0!"}]
[null,59.605000000000004,0,0,null,null,null,null,null,null,null,null,null,null,null,null,null,null,null,59.605000000000004,0,{"$error":"#DIV/0!"}]
[null,59.606000000000002,0,0,null,null,null,null,null,null,null,null,null,null,null,null,null,null,null,59.606000000000002,0,{"$error":"#DIV/0!"}]
[null,59.606999999999999,0,0,null,null,null,null,null,null,null,null,null,null,null,null,null,null,null,59.606999999999999,0,{"$error":"#DIV/0!"}]
[null,59.608000000000004,0,0,null,null,null,null,null,null,null,null,null,null,null,null,null,null,null,59.608000000000004,0,{"$error":"#DIV/0!"}]
[null,59.609000000000002,0,0,null,null,null,null,null,null,null,null,null,null,null,null,null,null,null,59.609000000000002,0,{"$error":"#DIV/0!"}]
[null,59.61,0,0,null,null,null,null,null,null,null,null,null,null,null,null,null,null,null,59.61,0,{"$error":"#DIV/0!"}]
[null,59.611000000000004,0,0,null,null,null,null,null,null,null,null,null,null,null,null,null,null,null,59.611000000000004,0,{"$error":"#DIV/0!"}]
[null,59.612000000000002,0,0,null,null,null,null,null,null,null,null,null,null,null,null,null,null,null,59.612000000000002,0,{"$error":"#DIV/0!"}]
[null,59.613,0,0,null,null,null,null,null,null,null,null,null,null,null,null,null,null,null,59.613,0,{"$error":"#DIV/0!"}]
[null,59.614000000000004,0,0,null,null,null,null,null,null,null,null,null,null,null,null,null,null,null,59.614000000000004,0,{"$error":"#DIV/0!"}]
[null,59.615000000000002,0,0,null,null,null,null,null,null,null,null,null,null,null,null,null,null,null,59.615000000000002,0,{"$error":"#DIV/0!"}]
[null,59.616,0,0,null,null,null,null,null,null,null,null,null,null,null,null,null,null,null,59.616,0,{"$error":"#DIV/0!"}]
[null,59.617000000000004,0,0,null,null,null,null,null,null,null,null,null,null,null,null,null,null,null,59.617000000000004,0,{"$error":"#DIV/0!"}]
[null,59.618000000000002,0,0,null,null,null,null,null,null,null,null,null,null,null,null,null,null,null,59.618000000000002,0,{"$error":"#DIV/0!"}]
[null,59.619,0,0,null,null,null,null,null,null,null,null,null,null,null,null,null,null,null,59.619,0,{"$error":"#DIV/0!"}]
[null,59.620000000000005,0,0,null,null,null,null,null,null,null,null,null,null,null,null,null,null,null,59.620000000000005,0,{"$error":"#DIV/0!"}]
[null,59.621000000000002,0,0,null,null,null,null,null,null,null,null,null,null,null,null,null,null,null,59.621000000000002,0,{"$error":"#DIV/0!"}]
[null,59.622,0,0,null,null,null,null,null,null,null,null,null,null,null,null,null,null,null,59.622,0,{"$error":"#DIV/0!"}]
[null,59.623000000000005,0,0,null,null,null,null,null,null,null,null,null,null,null,null,null,null,null,59.623000000000005,0,{"$error":"#DIV/0!"}]
[null,59.624000000000002,0,0,null,null,null,null,null,null,null,null,null,null,null,null,null,null,null,59.624000000000002,0,{"$error":"#DIV/0!"}]
[null,59.625,0,0,null,null,null,null,null,null,null,null,null,null,null,null,null,null,null,59.625,0,{"$error":"#DIV/0!"}]
[null,59.626000000000005,0,0,null,null,null,null,null,null,null,null,null,null,null,null,null,null,null,59.626000000000005,0,{"$error":"#DIV/0!"}]
[null,59.627000000000002,0,0,null,null,null,null,null,null,null,null,null,null,null,null,null,null,null,59.627000000000002,0,{"$error":"#DIV/0!"}]
[null,59.628,0,0,null,null,null,null,null,null,null,null,null,null,null,null,null,null,null,59.628,0,{"$error":"#DIV/0!"}]
[null,59.628999999999998,0,0,null,null,null,null,null,null,null,null,null,null,null,null,null,null,null,59.628999999999998,0,{"$error":"#DIV/0!"}]
[null,59.63,0,0,null,null,null,null,null,null,null,null,null,null,null,null,null,null,null,59.63,0,{"$error":"#DIV/0!"}]
[null,59.631,0,0,null,null,null,null,null,null,null,null,null,null,null,null,null,null,null,59.631,0,{"$error":"#DIV/0!"}]
[null,59.631999999999998,0,0,null,null,null,null,null,null,null,null,null,null,null,null,null,null,null,59.631999999999998,0,{"$error":"#DIV/0!"}]
[null,59.633000000000003,0,0,null,null,null,null,null,null,null,null,null,null,null,null,null,null,null,59.633000000000003,0,{"$error":"#DIV/0!"}]
[null,59.634,0,0,null,null,null,null,null,null,null,null,null,null,null,null,null,null,null,59.634,0,{"$error":"#DIV/0!"}]
[null,59.634999999999998,0,0,null,null,null,null,null,null,null,null,null,null,null,null,null,null,null,59.634999999999998,0,{"$error":"#DIV/0!"}]
[null,59.636000000000003,0,0,null,null,null,null,null,null,null,null,null,null,null,null,null,null,null,59.636000000000003,0,{"$error":"#DIV/0!"}]
[null,59.637,0,0,null,null,null,null,null,null,null,null,null,null,null,null,null,null,null,59.637,0,{"$error":"#DIV/0!"}]
[null,59.637999999999998,0,0,null,null,null,null,null,null,null,null,null,null,null,null,null,null,null,59.637999999999998,0,{"$error":"#DIV/0!"}]
[null,59.639000000000003,0,0,null,null,null,null,null,null,null,null,null,null,null,null,null,null,null,59.639000000000003,0,{"$error":"#DIV/0!"}]
[null,59.64,0,0,null,null,null,null,null,null,null,null,null,null,null,null,null,null,null,59.64,0,{"$error":"#DIV/0!"}]
[null,59.640999999999998,0,0,null,null,null,null,null,null,null,null,null,null,null,null,null,null,null,59.640999999999998,0,{"$error":"#DIV/0!"}]
[null,59.642000000000003,0,0,null,null,null,null,null,null,null,null,null,null,null,null,null,null,null,59.642000000000003,0,{"$error":"#DIV/0!"}]
[null,59.643000000000001,0,0,null,null,null,null,null,null,null,null,null,null,null,null,null,null,null,59.643000000000001,0,{"$error":"#DIV/0!"}]
[null,59.643999999999998,0,0,null,null,null,null,null,null,null,null,null,null,null,null,null,null,null,59.643999999999998,0,{"$error":"#DIV/0!"}]
[null,59.645000000000003,0,0,null,null,null,null,null,null,null,null,null,null,null,null,null,null,null,59.645000000000003,0,{"$error":"#DIV/0!"}]
[null,59.646000000000001,0,0,null,null,null,null,null,null,null,null,null,null,null,null,null,null,null,59.646000000000001,0,{"$error":"#DIV/0!"}]
[null,59.646999999999998,0,0,null,null,null,null,null,null,null,null,null,null,null,null,null,null,null,59.646999999999998,0,{"$error":"#DIV/0!"}]
[null,59.648000000000003,0,0,null,null,null,null,null,null,null,null,null,null,null,null,null,null,null,59.648000000000003,0,{"$error":"#DIV/0!"}]
[null,59.649000000000001,0,0,null,null,null,null,null,null,null,null,null,null,null,null,null,null,null,59.649000000000001,0,{"$f":"D59658/$D$3","v":{"$error":"#DIV/0!"}}]
[null,59.65,0,0,null,null,null,null,null,null,null,null,null,null,null,null,null,null,null,59.65,0,{"$error":"#DIV/0!"}]
[null,59.651000000000003,0,0,null,null,null,null,null,null,null,null,null,null,null,null,null,null,null,59.651000000000003,0,{"$error":"#DIV/0!"}]
[null,59.652000000000001,0,0,null,null,null,null,null,null,null,null,null,null,null,null,null,null,null,59.652000000000001,0,{"$error":"#DIV/0!"}]
[null,59.652999999999999,0,0,null,null,null,null,null,null,null,null,null,null,null,null,null,null,null,59.652999999999999,0,{"$error":"#DIV/0!"}]
[null,59.654000000000003,0,0,null,null,null,null,null,null,null,null,null,null,null,null,null,null,null,59.654000000000003,0,{"$error":"#DIV/0!"}]
[null,59.655000000000001,0,0,null,null,null,null,null,null,null,null,null,null,null,null,null,null,null,59.655000000000001,0,{"$error":"#DIV/0!"}]
[null,59.655999999999999,0,0,null,null,null,null,null,null,null,null,null,null,null,null,null,null,null,59.655999999999999,0,{"$error":"#DIV/0!"}]
[null,59.657000000000004,0,0,null,null,null,null,null,null,null,null,null,null,null,null,null,null,null,59.657000000000004,0,{"$error":"#DIV/0!"}]
[null,59.658000000000001,0,0,null,null,null,null,null,null,null,null,null,null,null,null,null,null,null,59.658000000000001,0,{"$error":"#DIV/0!"}]
[null,59.658999999999999,0,0,null,null,null,null,null,null,null,null,null,null,null,null,null,null,null,59.658999999999999,0,{"$error":"#DIV/0!"}]
[null,59.660000000000004,0,0,null,null,null,null,null,null,null,null,null,null,null,null,null,null,null,59.660000000000004,0,{"$error":"#DIV/0!"}]
[null,59.661000000000001,0,0,null,null,null,null,null,null,null,null,null,null,null,null,null,null,null,59.661000000000001,0,{"$error":"#DIV/0!"}]
[null,59.661999999999999,0,0,null,null,null,null,null,null,null,null,null,null,null,null,null,null,null,59.661999999999999,0,{"$error":"#DIV/0!"}]
[null,59.663000000000004,0,0,null,null,null,null,null,null,null,null,null,null,null,null,null,null,null,59.663000000000004,0,{"$error":"#DIV/0!"}]
[null,59.664000000000001,0,0,null,null,null,null,null,null,null,null,null,null,null,null,null,null,null,59.664000000000001,0,{"$error":"#DIV/0!"}]
[null,59.664999999999999,0,0,null,null,null,null,null,null,null,null,null,null,null,null,null,null,null,59.664999999999999,0,{"$error":"#DIV/0!"}]
[null,59.666000000000004,0,0,null,null,null,null,null,null,null,null,null,null,null,null,null,null,null,59.666000000000004,0,{"$error":"#DIV/0!"}]
[null,59.667000000000002,0,0,null,null,null,null,null,null,null,null,null,null,null,null,null,null,null,59.667000000000002,0,{"$error":"#DIV/0!"}]
[null,59.667999999999999,0,0,null,null,null,null,null,null,null,null,null,null,null,null,null,null,null,59.667999999999999,0,{"$error":"#DIV/0!"}]
[null,59.669000000000004,0,0,null,null,null,null,null,null,null,null,null,null,null,null,null,null,null,59.669000000000004,0,{"$error":"#DIV/0!"}]
[null,59.67,0,0,null,null,null,null,null,null,null,null,null,null,null,null,null,null,null,59.67,0,{"$error":"#DIV/0!"}]
[null,59.670999999999999,0,0,null,null,null,null,null,null,null,null,null,null,null,null,null,null,null,59.670999999999999,0,{"$error":"#DIV/0!"}]
[null,59.672000000000004,0,0,null,null,null,null,null,null,null,null,null,null,null,null,null,null,null,59.672000000000004,0,{"$error":"#DIV/0!"}]
[null,59.673000000000002,0,0,null,null,null,null,null,null,null,null,null,null,null,null,null,null,null,59.673000000000002,0,{"$error":"#DIV/0!"}]
[null,59.673999999999999,0,0,null,null,null,null,null,null,null,null,null,null,null,null,null,null,null,59.673999999999999,0,{"$error":"#DIV/0!"}]
[null,59.675000000000004,0,0,null,null,null,null,null,null,null,null,null,null,null,null,null,null,null,59.675000000000004,0,{"$error":"#DIV/0!"}]
[null,59.676000000000002,0,0,null,null,null,null,null,null,null,null,null,null,null,null,null,null,null,59.676000000000002,0,{"$error":"#DIV/0!"}]
[null,59.677,0,0,null,null,null,null,null,null,null,null,null,null,null,null,null,null,null,59.677,0,{"$error":"#DIV/0!"}]
[null,59.678000000000004,0,0,null,null,null,null,null,null,null,null,null,null,null,null,null,null,null,59.678000000000004,0,{"$error":"#DIV/0!"}]
[null,59.679000000000002,0,0,null,null,null,null,null,null,null,null,null,null,null,null,null,null,null,59.679000000000002,0,{"$error":"#DIV/0!"}]
[null,59.68,0,0,null,null,null,null,null,null,null,null,null,null,null,null,null,null,null,59.68,0,{"$error":"#DIV/0!"}]
[null,59.681000000000004,0,0,null,null,null,null,null,null,null,null,null,null,null,null,null,null,null,59.681000000000004,0,{"$error":"#DIV/0!"}]
[null,59.682000000000002,0,0,null,null,null,null,null,null,null,null,null,null,null,null,null,null,null,59.682000000000002,0,{"$error":"#DIV/0!"}]
[null,59.683,0,0,null,null,null,null,null,null,null,null,null,null,null,null,null,null,null,59.683,0,{"$error":"#DIV/0!"}]
[null,59.684000000000005,0,0,null,null,null,null,null,null,null,null,null,null,null,null,null,null,null,59.684000000000005,0,{"$error":"#DIV/0!"}]
[null,59.685000000000002,0,0,null,null,null,null,null,null,null,null,null,null,null,null,null,null,null,59.685000000000002,0,{"$error":"#DIV/0!"}]
[null,59.686,0,0,null,null,null,null,null,null,null,null,null,null,null,null,null,null,null,59.686,0,{"$error":"#DIV/0!"}]
[null,59.687000000000005,0,0,null,null,null,null,null,null,null,null,null,null,null,null,null,null,null,59.687000000000005,0,{"$error":"#DIV/0!"}]
[null,59.688000000000002,0,0,null,null,null,null,null,null,null,null,null,null,null,null,null,null,null,59.688000000000002,0,{"$error":"#DIV/0!"}]
[null,59.689,0,0,null,null,null,null,null,null,null,null,null,null,null,null,null,null,null,59.689,0,{"$error":"#DIV/0!"}]
[null,59.69,0,0,null,null,null,null,null,null,null,null,null,null,null,null,null,null,null,59.69,0,{"$error":"#DIV/0!"}]
[null,59.691000000000003,0,0,null,null,null,null,null,null,null,null,null,null,null,null,null,null,null,59.691000000000003,0,{"$error":"#DIV/0!"}]
[null,59.692,0,0,null,null,null,null,null,null,null,null,null,null,null,null,null,null,null,59.692,0,{"$error":"#DIV/0!"}]
[null,59.692999999999998,0,0,null,null,null,null,null,null,null,null,null,null,null,null,null,null,null,59.692999999999998,0,{"$error":"#DIV/0!"}]
[null,59.694000000000003,0,0,null,null,null,null,null,null,null,null,null,null,null,null,null,null,null,59.694000000000003,0,{"$error":"#DIV/0!"}]
[null,59.695,0,0,null,null,null,null,null,null,null,null,null,null,null,null,null,null,null,59.695,0,{"$error":"#DIV/0!"}]
[null,59.695999999999998,0,0,null,null,null,null,null,null,null,null,null,null,null,null,null,null,null,59.695999999999998,0,{"$error":"#DIV/0!"}]
[null,59.697000000000003,0,0,null,null,null,null,null,null,null,null,null,null,null,null,null,null,null,59.697000000000003,0,{"$error":"#DIV/0!"}]
[null,59.698,0,0,null,null,null,null,null,null,null,null,null,null,null,null,null,null,null,59.698,0,{"$error":"#DIV/0!"}]
[null,59.698999999999998,0,0,null,null,null,null,null,null,null,null,null,null,null,null,null,null,null,59.698999999999998,0,{"$error":"#DIV/0!"}]
[null,59.7,0,0,null,null,null,null,null,null,null,null,null,null,null,null,null,null,null,59.7,0,{"$error":"#DIV/0!"}]
[null,59.701000000000001,0,0,null,null,null,null,null,null,null,null,null,null,null,null,null,null,null,59.701000000000001,0,{"$error":"#DIV/0!"}]
[null,59.701999999999998,0,0,null,null,null,null,null,null,null,null,null,null,null,null,null,null,null,59.701999999999998,0,{"$error":"#DIV/0!"}]
[null,59.703000000000003,0,0,null,null,null,null,null,null,null,null,null,null,null,null,null,null,null,59.703000000000003,0,{"$error":"#DIV/0!"}]
[null,59.704000000000001,0,0,null,null,null,null,null,null,null,null,null,null,null,null,null,null,null,59.704000000000001,0,{"$error":"#DIV/0!"}]
[null,59.704999999999998,0,0,null,null,null,null,null,null,null,null,null,null,null,null,null,null,null,59.704999999999998,0,{"$error":"#DIV/0!"}]
[null,59.706000000000003,0,0,null,null,null,null,null,null,null,null,null,null,null,null,null,null,null,59.706000000000003,0,{"$error":"#DIV/0!"}]
[null,59.707000000000001,0,0,null,null,null,null,null,null,null,null,null,null,null,null,null,null,null,59.707000000000001,0,{"$error":"#DIV/0!"}]
[null,59.707999999999998,0,0,null,null,null,null,null,null,null,null,null,null,null,null,null,null,null,59.707999999999998,0,{"$error":"#DIV/0!"}]
[null,59.709000000000003,0,0,null,null,null,null,null,null,null,null,null,null,null,null,null,null,null,59.709000000000003,0,{"$error":"#DIV/0!"}]
[null,59.71,0,0,null,null,null,null,null,null,null,null,null,null,null,null,null,null,null,59.71,0,{"$error":"#DIV/0!"}]
[null,59.710999999999999,0,0,null,null,null,null,null,null,null,null,null,null,null,null,null,null,null,59.710999999999999,0,{"$error":"#DIV/0!"}]
[null,59.712000000000003,0,0,null,null,null,null,null,null,null,null,null,null,null,null,null,null,null,59.712000000000003,0,{"$error":"#DIV/0!"}]
[null,59.713000000000001,0,0,null,null,null,null,null,null,null,null,null,null,null,null,null,null,null,59.713000000000001,0,{"$f":"D59722/$D$3","v":{"$error":"#DIV/0!"}}]
[null,59.713999999999999,0,0,null,null,null,null,null,null,null,null,null,null,null,null,null,null,null,59.713999999999999,0,{"$error":"#DIV/0!"}]
[null,59.715000000000003,0,0,null,null,null,null,null,null,null,null,null,null,null,null,null,null,null,59.715000000000003,0,{"$error":"#DIV/0!"}]
[null,59.716000000000001,0,0,null,null,null,null,null,null,null,null,null,null,null,null,null,null,null,59.716000000000001,0,{"$error":"#DIV/0!"}]
[null,59.716999999999999,0,0,null,null,null,null,null,null,null,null,null,null,null,null,null,null,null,59.716999999999999,0,{"$error":"#DIV/0!"}]
[null,59.718000000000004,0,0,null,null,null,null,null,null,null,null,null,null,null,null,null,null,null,59.718000000000004,0,{"$error":"#DIV/0!"}]
[null,59.719000000000001,0,0,null,null,null,null,null,null,null,null,null,null,null,null,null,null,null,59.719000000000001,0,{"$error":"#DIV/0!"}]
[null,59.72,0,0,null,null,null,null,null,null,null,null,null,null,null,null,null,null,null,59.72,0,{"$error":"#DIV/0!"}]
[null,59.721000000000004,0,0,null,null,null,null,null,null,null,null,null,null,null,null,null,null,null,59.721000000000004,0,{"$error":"#DIV/0!"}]
[null,59.722000000000001,0,0,null,null,null,null,null,null,null,null,null,null,null,null,null,null,null,59.722000000000001,0,{"$error":"#DIV/0!"}]
[null,59.722999999999999,0,0,null,null,null,null,null,null,null,null,null,null,null,null,null,null,null,59.722999999999999,0,{"$error":"#DIV/0!"}]
[null,59.724000000000004,0,0,null,null,null,null,null,null,null,null,null,null,null,null,null,null,null,59.724000000000004,0,{"$error":"#DIV/0!"}]
[null,59.725000000000001,0,0,null,null,null,null,null,null,null,null,null,null,null,null,null,null,null,59.725000000000001,0,{"$error":"#DIV/0!"}]
[null,59.725999999999999,0,0,null,null,null,null,null,null,null,null,null,null,null,null,null,null,null,59.725999999999999,0,{"$error":"#DIV/0!"}]
[null,59.727000000000004,0,0,null,null,null,null,null,null,null,null,null,null,null,null,null,null,null,59.727000000000004,0,{"$error":"#DIV/0!"}]
[null,59.728000000000002,0,0,null,null,null,null,null,null,null,null,null,null,null,null,null,null,null,59.728000000000002,0,{"$error":"#DIV/0!"}]
[null,59.728999999999999,0,0,null,null,null,null,null,null,null,null,null,null,null,null,null,null,null,59.728999999999999,0,{"$error":"#DIV/0!"}]
[null,59.730000000000004,0,0,null,null,null,null,null,null,null,null,null,null,null,null,null,null,null,59.730000000000004,0,{"$error":"#DIV/0!"}]
[null,59.731000000000002,0,0,null,null,null,null,null,null,null,null,null,null,null,null,null,null,null,59.731000000000002,0,{"$error":"#DIV/0!"}]
[null,59.731999999999999,0,0,null,null,null,null,null,null,null,null,null,null,null,null,null,null,null,59.731999999999999,0,{"$error":"#DIV/0!"}]
[null,59.733000000000004,0,0,null,null,null,null,null,null,null,null,null,null,null,null,null,null,null,59.733000000000004,0,{"$error":"#DIV/0!"}]
[null,59.734000000000002,0,0,null,null,null,null,null,null,null,null,null,null,null,null,null,null,null,59.734000000000002,0,{"$error":"#DIV/0!"}]
[null,59.734999999999999,0,0,null,null,null,null,null,null,null,null,null,null,null,null,null,null,null,59.734999999999999,0,{"$error":"#DIV/0!"}]
[null,59.736000000000004,0,0,null,null,null,null,null,null,null,null,null,null,null,null,null,null,null,59.736000000000004,0,{"$error":"#DIV/0!"}]
[null,59.737000000000002,0,0,null,null,null,null,null,null,null,null,null,null,null,null,null,null,null,59.737000000000002,0,{"$error":"#DIV/0!"}]
[null,59.738,0,0,null,null,null,null,null,null,null,null,null,null,null,null,null,null,null,59.738,0,{"$error":"#DIV/0!"}]
[null,59.739000000000004,0,0,null,null,null,null,null,null,null,null,null,null,null,null,null,null,null,59.739000000000004,0,{"$error":"#DIV/0!"}]
[null,59.74,0,0,null,null,null,null,null,null,null,null,null,null,null,null,null,null,null,59.74,0,{"$error":"#DIV/0!"}]
[null,59.741,0,0,null,null,null,null,null,null,null,null,null,null,null,null,null,null,null,59.741,0,{"$error":"#DIV/0!"}]
[null,59.742000000000004,0,0,null,null,null,null,null,null,null,null,null,null,null,null,null,null,null,59.742000000000004,0,{"$error":"#DIV/0!"}]
[null,59.743000000000002,0,0,null,null,null,null,null,null,null,null,null,null,null,null,null,null,null,59.743000000000002,0,{"$error":"#DIV/0!"}]
[null,59.744,0,0,null,null,null,null,null,null,null,null,null,null,null,null,null,null,null,59.744,0,{"$error":"#DIV/0!"}]
[null,59.745000000000005,0,0,null,null,null,null,null,null,null,null,null,null,null,null,null,null,null,59.745000000000005,0,{"$error":"#DIV/0!"}]
[null,59.746000000000002,0,0,null,null,null,null,null,null,null,null,null,null,null,null,null,null,null,59.746000000000002,0,{"$error":"#DIV/0!"}]
[null,59.747,0,0,null,null,null,null,null,null,null,null,null,null,null,null,null,null,null,59.747,0,{"$error":"#DIV/0!"}]
[null,59.748000000000005,0,0,null,null,null,null,null,null,null,null,null,null,null,null,null,null,null,59.748000000000005,0,{"$error":"#DIV/0!"}]
[null,59.749000000000002,0,0,null,null,null,null,null,null,null,null,null,null,null,null,null,null,null,59.749000000000002,0,{"$error":"#DIV/0!"}]
[null,59.75,0,0,null,null,null,null,null,null,null,null,null,null,null,null,null,null,null,59.75,0,{"$error":"#DIV/0!"}]
[null,59.751000000000005,0,0,null,null,null,null,null,null,null,null,null,null,null,null,null,null,null,59.751000000000005,0,{"$error":"#DIV/0!"}]
[null,59.752000000000002,0,0,null,null,null,null,null,null,null,null,null,null,null,null,null,null,null,59.752000000000002,0,{"$error":"#DIV/0!"}]
[null,59.753,0,0,null,null,null,null,null,null,null,null,null,null,null,null,null,null,null,59.753,0,{"$error":"#DIV/0!"}]
[null,59.753999999999998,0,0,null,null,null,null,null,null,null,null,null,null,null,null,null,null,null,59.753999999999998,0,{"$error":"#DIV/0!"}]
[null,59.755000000000003,0,0,null,null,null,null,null,null,null,null,null,null,null,null,null,null,null,59.755000000000003,0,{"$error":"#DIV/0!"}]
[null,59.756,0,0,null,null,null,null,null,null,null,null,null,null,null,null,null,null,null,59.756,0,{"$error":"#DIV/0!"}]
[null,59.756999999999998,0,0,null,null,null,null,null,null,null,null,null,null,null,null,null,null,null,59.756999999999998,0,{"$error":"#DIV/0!"}]
[null,59.758000000000003,0,0,null,null,null,null,null,null,null,null,null,null,null,null,null,null,null,59.758000000000003,0,{"$error":"#DIV/0!"}]
[null,59.759,0,0,null,null,null,null,null,null,null,null,null,null,null,null,null,null,null,59.759,0,{"$error":"#DIV/0!"}]
[null,59.76,0,0,null,null,null,null,null,null,null,null,null,null,null,null,null,null,null,59.76,0,{"$error":"#DIV/0!"}]
[null,59.761000000000003,0,0,null,null,null,null,null,null,null,null,null,null,null,null,null,null,null,59.761000000000003,0,{"$error":"#DIV/0!"}]
[null,59.762,0,0,null,null,null,null,null,null,null,null,null,null,null,null,null,null,null,59.762,0,{"$error":"#DIV/0!"}]
[null,59.762999999999998,0,0,null,null,null,null,null,null,null,null,null,null,null,null,null,null,null,59.762999999999998,0,{"$error":"#DIV/0!"}]
[null,59.764000000000003,0,0,null,null,null,null,null,null,null,null,null,null,null,null,null,null,null,59.764000000000003,0,{"$error":"#DIV/0!"}]
[null,59.765000000000001,0,0,null,null,null,null,null,null,null,null,null,null,null,null,null,null,null,59.765000000000001,0,{"$error":"#DIV/0!"}]
[null,59.765999999999998,0,0,null,null,null,null,null,null,null,null,null,null,null,null,null,null,null,59.765999999999998,0,{"$error":"#DIV/0!"}]
[null,59.767000000000003,0,0,null,null,null,null,null,null,null,null,null,null,null,null,null,null,null,59.767000000000003,0,{"$error":"#DIV/0!"}]
[null,59.768000000000001,0,0,null,null,null,null,null,null,null,null,null,null,null,null,null,null,null,59.768000000000001,0,{"$error":"#DIV/0!"}]
[null,59.768999999999998,0,0,null,null,null,null,null,null,null,null,null,null,null,null,null,null,null,59.768999999999998,0,{"$error":"#DIV/0!"}]
[null,59.77,0,0,null,null,null,null,null,null,null,null,null,null,null,null,null,null,null,59.77,0,{"$error":"#DIV/0!"}]
[null,59.771000000000001,0,0,null,null,null,null,null,null,null,null,null,null,null,null,null,null,null,59.771000000000001,0,{"$error":"#DIV/0!"}]
[null,59.771999999999998,0,0,null,null,null,null,null,null,null,null,null,null,null,null,null,null,null,59.771999999999998,0,{"$error":"#DIV/0!"}]
[null,59.773000000000003,0,0,null,null,null,null,null,null,null,null,null,null,null,null,null,null,null,59.773000000000003,0,{"$error":"#DIV/0!"}]
[null,59.774000000000001,0,0,null,null,null,null,null,null,null,null,null,null,null,null,null,null,null,59.774000000000001,0,{"$error":"#DIV/0!"}]
[null,59.774999999999999,0,0,null,null,null,null,null,null,null,null,null,null,null,null,null,null,null,59.774999999999999,0,{"$error":"#DIV/0!"}]
[null,59.776000000000003,0,0,null,null,null,null,null,null,null,null,null,null,null,null,null,null,null,59.776000000000003,0,{"$error":"#DIV/0!"}]
[null,59.777000000000001,0,0,null,null,null,null,null,null,null,null,null,null,null,null,null,null,null,59.777000000000001,0,{"$f":"D59786/$D$3","v":{"$error":"#DIV/0!"}}]
[null,59.777999999999999,0,0,null,null,null,null,null,null,null,null,null,null,null,null,null,null,null,59.777999999999999,0,{"$error":"#DIV/0!"}]
[null,59.779000000000003,0,0,null,null,null,null,null,null,null,null,null,null,null,null,null,null,null,59.779000000000003,0,{"$error":"#DIV/0!"}]
[null,59.78,0,0,null,null,null,null,null,null,null,null,null,null,null,null,null,null,null,59.78,0,{"$error":"#DIV/0!"}]
[null,59.780999999999999,0,0,null,null,null,null,null,null,null,null,null,null,null,null,null,null,null,59.780999999999999,0,{"$error":"#DIV/0!"}]
[null,59.782000000000004,0,0,null,null,null,null,null,null,null,null,null,null,null,null,null,null,null,59.782000000000004,0,{"$error":"#DIV/0!"}]
[null,59.783000000000001,0,0,null,null,null,null,null,null,null,null,null,null,null,null,null,null,null,59.783000000000001,0,{"$error":"#DIV/0!"}]
[null,59.783999999999999,0,0,null,null,null,null,null,null,null,null,null,null,null,null,null,null,null,59.783999999999999,0,{"$error":"#DIV/0!"}]
[null,59.785000000000004,0,0,null,null,null,null,null,null,null,null,null,null,null,null,null,null,null,59.785000000000004,0,{"$error":"#DIV/0!"}]
[null,59.786000000000001,0,0,null,null,null,null,null,null,null,null,null,null,null,null,null,null,null,59.786000000000001,0,{"$error":"#DIV/0!"}]
[null,59.786999999999999,0,0,null,null,null,null,null,null,null,null,null,null,null,null,null,null,null,59.786999999999999,0,{"$error":"#DIV/0!"}]
[null,59.788000000000004,0,0,null,null,null,null,null,null,null,null,null,null,null,null,null,null,null,59.788000000000004,0,{"$error":"#DIV/0!"}]
[null,59.789000000000001,0,0,null,null,null,null,null,null,null,null,null,null,null,null,null,null,null,59.789000000000001,0,{"$error":"#DIV/0!"}]
[null,59.79,0,0,null,null,null,null,null,null,null,null,null,null,null,null,null,null,null,59.79,0,{"$error":"#DIV/0!"}]
[null,59.791000000000004,0,0,null,null,null,null,null,null,null,null,null,null,null,null,null,null,null,59.791000000000004,0,{"$error":"#DIV/0!"}]
[null,59.792000000000002,0,0,null,null,null,null,null,null,null,null,null,null,null,null,null,null,null,59.792000000000002,0,{"$error":"#DIV/0!"}]
[null,59.792999999999999,0,0,null,null,null,null,null,null,null,null,null,null,null,null,null,null,null,59.792999999999999,0,{"$error":"#DIV/0!"}]
[null,59.794000000000004,0,0,null,null,null,null,null,null,null,null,null,null,null,null,null,null,null,59.794000000000004,0,{"$error":"#DIV/0!"}]
[null,59.795000000000002,0,0,null,null,null,null,null,null,null,null,null,null,null,null,null,null,null,59.795000000000002,0,{"$error":"#DIV/0!"}]
[null,59.795999999999999,0,0,null,null,null,null,null,null,null,null,null,null,null,null,null,null,null,59.795999999999999,0,{"$error":"#DIV/0!"}]
[null,59.797000000000004,0,0,null,null,null,null,null,null,null,null,null,null,null,null,null,null,null,59.797000000000004,0,{"$error":"#DIV/0!"}]
[null,59.798000000000002,0,0,null,null,null,null,null,null,null,null,null,null,null,null,null,null,null,59.798000000000002,0,{"$error":"#DIV/0!"}]
[null,59.798999999999999,0,0,null,null,null,null,null,null,null,null,null,null,null,null,null,null,null,59.798999999999999,0,{"$error":"#DIV/0!"}]
[null,59.800000000000004,0,0,null,null,null,null,null,null,null,null,null,null,null,null,null,null,null,59.800000000000004,0,{"$error":"#DIV/0!"}]
[null,59.801000000000002,0,0,null,null,null,null,null,null,null,null,null,null,null,null,null,null,null,59.801000000000002,0,{"$error":"#DIV/0!"}]
[null,59.802,0,0,null,null,null,null,null,null,null,null,null,null,null,null,null,null,null,59.802,0,{"$error":"#DIV/0!"}]
[null,59.803000000000004,0,0,null,null,null,null,null,null,null,null,null,null,null,null,null,null,null,59.803000000000004,0,{"$error":"#DIV/0!"}]
[null,59.804000000000002,0,0,null,null,null,null,null,null,null,null,null,null,null,null,null,null,null,59.804000000000002,0,{"$error":"#DIV/0!"}]
[null,59.805,0,0,null,null,null,null,null,null,null,null,null,null,null,null,null,null,null,59.805,0,{"$error":"#DIV/0!"}]
[null,59.806000000000004,0,0,null,null,null,null,null,null,null,null,null,null,null,null,null,null,null,59.806000000000004,0,{"$error":"#DIV/0!"}]
[null,59.807000000000002,0,0,null,null,null,null,null,null,null,null,null,null,null,null,null,null,null,59.807000000000002,0,{"$error":"#DIV/0!"}]
[null,59.808,0,0,null,null,null,null,null,null,null,null,null,null,null,null,null,null,null,59.808,0,{"$error":"#DIV/0!"}]
[null,59.809000000000005,0,0,null,null,null,null,null,null,null,null,null,null,null,null,null,null,null,59.809000000000005,0,{"$error":"#DIV/0!"}]
[null,59.81,0,0,null,null,null,null,null,null,null,null,null,null,null,null,null,null,null,59.81,0,{"$error":"#DIV/0!"}]
[null,59.811,0,0,null,null,null,null,null,null,null,null,null,null,null,null,null,null,null,59.811,0,{"$error":"#DIV/0!"}]
[null,59.812000000000005,0,0,null,null,null,null,null,null,null,null,null,null,null,null,null,null,null,59.812000000000005,0,{"$error":"#DIV/0!"}]
[null,59.813000000000002,0,0,null,null,null,null,null,null,null,null,null,null,null,null,null,null,null,59.813000000000002,0,{"$error":"#DIV/0!"}]
[null,59.814,0,0,null,null,null,null,null,null,null,null,null,null,null,null,null,null,null,59.814,0,{"$error":"#DIV/0!"}]
[null,59.814999999999998,0,0,null,null,null,null,null,null,null,null,null,null,null,null,null,null,null,59.814999999999998,0,{"$error":"#DIV/0!"}]
[null,59.816000000000003,0,0,null,null,null,null,null,null,null,null,null,null,null,null,null,null,null,59.816000000000003,0,{"$error":"#DIV/0!"}]
[null,59.817,0,0,null,null,null,null,null,null,null,null,null,null,null,null,null,null,null,59.817,0,{"$error":"#DIV/0!"}]
[null,59.817999999999998,0,0,null,null,null,null,null,null,null,null,null,null,null,null,null,null,null,59.817999999999998,0,{"$error":"#DIV/0!"}]
[null,59.819000000000003,0,0,null,null,null,null,null,null,null,null,null,null,null,null,null,null,null,59.819000000000003,0,{"$error":"#DIV/0!"}]
[null,59.82,0,0,null,null,null,null,null,null,null,null,null,null,null,null,null,null,null,59.82,0,{"$error":"#DIV/0!"}]
[null,59.820999999999998,0,0,null,null,null,null,null,null,null,null,null,null,null,null,null,null,null,59.820999999999998,0,{"$error":"#DIV/0!"}]
[null,59.822000000000003,0,0,null,null,null,null,null,null,null,null,null,null,null,null,null,null,null,59.822000000000003,0,{"$error":"#DIV/0!"}]
[null,59.823,0,0,null,null,null,null,null,null,null,null,null,null,null,null,null,null,null,59.823,0,{"$error":"#DIV/0!"}]
[null,59.823999999999998,0,0,null,null,null,null,null,null,null,null,null,null,null,null,null,null,null,59.823999999999998,0,{"$error":"#DIV/0!"}]
[null,59.825000000000003,0,0,null,null,null,null,null,null,null,null,null,null,null,null,null,null,null,59.825000000000003,0,{"$error":"#DIV/0!"}]
[null,59.826000000000001,0,0,null,null,null,null,null,null,null,null,null,null,null,null,null,null,null,59.826000000000001,0,{"$error":"#DIV/0!"}]
[null,59.826999999999998,0,0,null,null,null,null,null,null,null,null,null,null,null,null,null,null,null,59.826999999999998,0,{"$error":"#DIV/0!"}]
[null,59.828000000000003,0,0,null,null,null,null,null,null,null,null,null,null,null,null,null,null,null,59.828000000000003,0,{"$error":"#DIV/0!"}]
[null,59.829000000000001,0,0,null,null,null,null,null,null,null,null,null,null,null,null,null,null,null,59.829000000000001,0,{"$error":"#DIV/0!"}]
[null,59.83,0,0,null,null,null,null,null,null,null,null,null,null,null,null,null,null,null,59.83,0,{"$error":"#DIV/0!"}]
[null,59.831000000000003,0,0,null,null,null,null,null,null,null,null,null,null,null,null,null,null,null,59.831000000000003,0,{"$error":"#DIV/0!"}]
[null,59.832000000000001,0,0,null,null,null,null,null,null,null,null,null,null,null,null,null,null,null,59.832000000000001,0,{"$error":"#DIV/0!"}]
[null,59.832999999999998,0,0,null,null,null,null,null,null,null,null,null,null,null,null,null,null,null,59.832999999999998,0,{"$error":"#DIV/0!"}]
[null,59.834000000000003,0,0,null,null,null,null,null,null,null,null,null,null,null,null,null,null,null,59.834000000000003,0,{"$error":"#DIV/0!"}]
[null,59.835000000000001,0,0,null,null,null,null,null,null,null,null,null,null,null,null,null,null,null,59.835000000000001,0,{"$error":"#DIV/0!"}]
[null,59.835999999999999,0,0,null,null,null,null,null,null,null,null,null,null,null,null,null,null,null,59.835999999999999,0,{"$error":"#DIV/0!"}]
[null,59.837000000000003,0,0,null,null,null,null,null,null,null,null,null,null,null,null,null,null,null,59.837000000000003,0,{"$error":"#DIV/0!"}]
[null,59.838000000000001,0,0,null,null,null,null,null,null,null,null,null,null,null,null,null,null,null,59.838000000000001,0,{"$error":"#DIV/0!"}]
[null,59.838999999999999,0,0,null,null,null,null,null,null,null,null,null,null,null,null,null,null,null,59.838999999999999,0,{"$error":"#DIV/0!"}]
[null,59.84,0,0,null,null,null,null,null,null,null,null,null,null,null,null,null,null,null,59.84,0,{"$error":"#DIV/0!"}]
[null,59.841000000000001,0,0,null,null,null,null,null,null,null,null,null,null,null,null,null,null,null,59.841000000000001,0,{"$f":"D59850/$D$3","v":{"$error":"#DIV/0!"}}]
[null,59.841999999999999,0,0,null,null,null,null,null,null,null,null,null,null,null,null,null,null,null,59.841999999999999,0,{"$error":"#DIV/0!"}]
[null,59.843000000000004,0,0,null,null,null,null,null,null,null,null,null,null,null,null,null,null,null,59.843000000000004,0,{"$error":"#DIV/0!"}]
[null,59.844000000000001,0,0,null,null,null,null,null,null,null,null,null,null,null,null,null,null,null,59.844000000000001,0,{"$error":"#DIV/0!"}]
[null,59.844999999999999,0,0,null,null,null,null,null,null,null,null,null,null,null,null,null,null,null,59.844999999999999,0,{"$error":"#DIV/0!"}]
[null,59.846000000000004,0,0,null,null,null,null,null,null,null,null,null,null,null,null,null,null,null,59.846000000000004,0,{"$error":"#DIV/0!"}]
[null,59.847000000000001,0,0,null,null,null,null,null,null,null,null,null,null,null,null,null,null,null,59.847000000000001,0,{"$error":"#DIV/0!"}]
[null,59.847999999999999,0,0,null,null,null,null,null,null,null,null,null,null,null,null,null,null,null,59.847999999999999,0,{"$error":"#DIV/0!"}]
[null,59.849000000000004,0,0,null,null,null,null,null,null,null,null,null,null,null,null,null,null,null,59.849000000000004,0,{"$error":"#DIV/0!"}]
[null,59.85,0,0,null,null,null,null,null,null,null,null,null,null,null,null,null,null,null,59.85,0,{"$error":"#DIV/0!"}]
[null,59.850999999999999,0,0,null,null,null,null,null,null,null,null,null,null,null,null,null,null,null,59.850999999999999,0,{"$error":"#DIV/0!"}]
[null,59.852000000000004,0,0,null,null,null,null,null,null,null,null,null,null,null,null,null,null,null,59.852000000000004,0,{"$error":"#DIV/0!"}]
[null,59.853000000000002,0,0,null,null,null,null,null,null,null,null,null,null,null,null,null,null,null,59.853000000000002,0,{"$error":"#DIV/0!"}]
[null,59.853999999999999,0,0,null,null,null,null,null,null,null,null,null,null,null,null,null,null,null,59.853999999999999,0,{"$error":"#DIV/0!"}]
[null,59.855000000000004,0,0,null,null,null,null,null,null,null,null,null,null,null,null,null,null,null,59.855000000000004,0,{"$error":"#DIV/0!"}]
[null,59.856000000000002,0,0,null,null,null,null,null,null,null,null,null,null,null,null,null,null,null,59.856000000000002,0,{"$error":"#DIV/0!"}]
[null,59.856999999999999,0,0,null,null,null,null,null,null,null,null,null,null,null,null,null,null,null,59.856999999999999,0,{"$error":"#DIV/0!"}]
[null,59.858000000000004,0,0,null,null,null,null,null,null,null,null,null,null,null,null,null,null,null,59.858000000000004,0,{"$error":"#DIV/0!"}]
[null,59.859000000000002,0,0,null,null,null,null,null,null,null,null,null,null,null,null,null,null,null,59.859000000000002,0,{"$error":"#DIV/0!"}]
[null,59.86,0,0,null,null,null,null,null,null,null,null,null,null,null,null,null,null,null,59.86,0,{"$error":"#DIV/0!"}]
[null,59.861000000000004,0,0,null,null,null,null,null,null,null,null,null,null,null,null,null,null,null,59.861000000000004,0,{"$error":"#DIV/0!"}]
[null,59.862000000000002,0,0,null,null,null,null,null,null,null,null,null,null,null,null,null,null,null,59.862000000000002,0,{"$error":"#DIV/0!"}]
[null,59.863,0,0,null,null,null,null,null,null,null,null,null,null,null,null,null,null,null,59.863,0,{"$error":"#DIV/0!"}]
[null,59.864000000000004,0,0,null,null,null,null,null,null,null,null,null,null,null,null,null,null,null,59.864000000000004,0,{"$error":"#DIV/0!"}]
[null,59.865000000000002,0,0,null,null,null,null,null,null,null,null,null,null,null,null,null,null,null,59.865000000000002,0,{"$error":"#DIV/0!"}]
[null,59.866,0,0,null,null,null,null,null,null,null,null,null,null,null,null,null,null,null,59.866,0,{"$error":"#DIV/0!"}]
[null,59.867000000000004,0,0,null,null,null,null,null,null,null,null,null,null,null,null,null,null,null,59.867000000000004,0,{"$error":"#DIV/0!"}]
[null,59.868000000000002,0,0,null,null,null,null,null,null,null,null,null,null,null,null,null,null,null,59.868000000000002,0,{"$error":"#DIV/0!"}]
[null,59.869,0,0,null,null,null,null,null,null,null,null,null,null,null,null,null,null,null,59.869,0,{"$error":"#DIV/0!"}]
[null,59.870000000000005,0,0,null,null,null,null,null,null,null,null,null,null,null,null,null,null,null,59.870000000000005,0,{"$error":"#DIV/0!"}]
[null,59.871000000000002,0,0,null,null,null,null,null,null,null,null,null,null,null,null,null,null,null,59.871000000000002,0,{"$error":"#DIV/0!"}]
[null,59.872,0,0,null,null,null,null,null,null,null,null,null,null,null,null,null,null,null,59.872,0,{"$error":"#DIV/0!"}]
[null,59.873000000000005,0,0,null,null,null,null,null,null,null,null,null,null,null,null,null,null,null,59.873000000000005,0,{"$error":"#DIV/0!"}]
[null,59.874000000000002,0,0,null,null,null,null,null,null,null,null,null,null,null,null,null,null,null,59.874000000000002,0,{"$error":"#DIV/0!"}]
[null,59.875,0,0,null,null,null,null,null,null,null,null,null,null,null,null,null,null,null,59.875,0,{"$error":"#DIV/0!"}]
[null,59.876000000000005,0,0,null,null,null,null,null,null,null,null,null,null,null,null,null,null,null,59.876000000000005,0,{"$error":"#DIV/0!"}]
[null,59.877000000000002,0,0,null,null,null,null,null,null,null,null,null,null,null,null,null,null,null,59.877000000000002,0,{"$error":"#DIV/0!"}]
[null,59.878,0,0,null,null,null,null,null,null,null,null,null,null,null,null,null,null,null,59.878,0,{"$error":"#DIV/0!"}]
[null,59.878999999999998,0,0,null,null,null,null,null,null,null,null,null,null,null,null,null,null,null,59.878999999999998,0,{"$error":"#DIV/0!"}]
[null,59.88,0,0,null,null,null,null,null,null,null,null,null,null,null,null,null,null,null,59.88,0,{"$error":"#DIV/0!"}]
[null,59.881,0,0,null,null,null,null,null,null,null,null,null,null,null,null,null,null,null,59.881,0,{"$error":"#DIV/0!"}]
[null,59.881999999999998,0,0,null,null,null,null,null,null,null,null,null,null,null,null,null,null,null,59.881999999999998,0,{"$error":"#DIV/0!"}]
[null,59.883000000000003,0,0,null,null,null,null,null,null,null,null,null,null,null,null,null,null,null,59.883000000000003,0,{"$error":"#DIV/0!"}]
[null,59.884,0,0,null,null,null,null,null,null,null,null,null,null,null,null,null,null,null,59.884,0,{"$error":"#DIV/0!"}]
[null,59.884999999999998,0,0,null,null,null,null,null,null,null,null,null,null,null,null,null,null,null,59.884999999999998,0,{"$error":"#DIV/0!"}]
[null,59.886000000000003,0,0,null,null,null,null,null,null,null,null,null,null,null,null,null,null,null,59.886000000000003,0,{"$error":"#DIV/0!"}]
[null,59.887,0,0,null,null,null,null,null,null,null,null,null,null,null,null,null,null,null,59.887,0,{"$error":"#DIV/0!"}]
[null,59.887999999999998,0,0,null,null,null,null,null,null,null,null,null,null,null,null,null,null,null,59.887999999999998,0,{"$error":"#DIV/0!"}]
[null,59.889000000000003,0,0,null,null,null,null,null,null,null,null,null,null,null,null,null,null,null,59.889000000000003,0,{"$error":"#DIV/0!"}]
[null,59.89,0,0,null,null,null,null,null,null,null,null,null,null,null,null,null,null,null,59.89,0,{"$error":"#DIV/0!"}]
[null,59.890999999999998,0,0,null,null,null,null,null,null,null,null,null,null,null,null,null,null,null,59.890999999999998,0,{"$error":"#DIV/0!"}]
[null,59.892000000000003,0,0,null,null,null,null,null,null,null,null,null,null,null,null,null,null,null,59.892000000000003,0,{"$error":"#DIV/0!"}]
[null,59.893000000000001,0,0,null,null,null,null,null,null,null,null,null,null,null,null,null,null,null,59.893000000000001,0,{"$error":"#DIV/0!"}]
[null,59.893999999999998,0,0,null,null,null,null,null,null,null,null,null,null,null,null,null,null,null,59.893999999999998,0,{"$error":"#DIV/0!"}]
[null,59.895000000000003,0,0,null,null,null,null,null,null,null,null,null,null,null,null,null,null,null,59.895000000000003,0,{"$error":"#DIV/0!"}]
[null,59.896000000000001,0,0,null,null,null,null,null,null,null,null,null,null,null,null,null,null,null,59.896000000000001,0,{"$error":"#DIV/0!"}]
[null,59.896999999999998,0,0,null,null,null,null,null,null,null,null,null,null,null,null,null,null,null,59.896999999999998,0,{"$error":"#DIV/0!"}]
[null,59.898000000000003,0,0,null,null,null,null,null,null,null,null,null,null,null,null,null,null,null,59.898000000000003,0,{"$error":"#DIV/0!"}]
[null,59.899000000000001,0,0,null,null,null,null,null,null,null,null,null,null,null,null,null,null,null,59.899000000000001,0,{"$error":"#DIV/0!"}]
[null,59.9,0,0,null,null,null,null,null,null,null,null,null,null,null,null,null,null,null,59.9,0,{"$error":"#DIV/0!"}]
[null,59.901000000000003,0,0,null,null,null,null,null,null,null,null,null,null,null,null,null,null,null,59.901000000000003,0,{"$error":"#DIV/0!"}]
[null,59.902000000000001,0,0,null,null,null,null,null,null,null,null,null,null,null,null,null,null,null,59.902000000000001,0,{"$error":"#DIV/0!"}]
[null,59.902999999999999,0,0,null,null,null,null,null,null,null,null,null,null,null,null,null,null,null,59.902999999999999,0,{"$error":"#DIV/0!"}]
[null,59.904000000000003,0,0,null,null,null,null,null,null,null,null,null,null,null,null,null,null,null,59.904000000000003,0,{"$error":"#DIV/0!"}]
[null,59.905000000000001,0,0,null,null,null,null,null,null,null,null,null,null,null,null,null,null,null,59.905000000000001,0,{"$f":"D59914/$D$3","v":{"$error":"#DIV/0!"}}]
[null,59.905999999999999,0,0,null,null,null,null,null,null,null,null,null,null,null,null,null,null,null,59.905999999999999,0,{"$error":"#DIV/0!"}]
[null,59.907000000000004,0,0,null,null,null,null,null,null,null,null,null,null,null,null,null,null,null,59.907000000000004,0,{"$error":"#DIV/0!"}]
[null,59.908000000000001,0,0,null,null,null,null,null,null,null,null,null,null,null,null,null,null,null,59.908000000000001,0,{"$error":"#DIV/0!"}]
[null,59.908999999999999,0,0,null,null,null,null,null,null,null,null,null,null,null,null,null,null,null,59.908999999999999,0,{"$error":"#DIV/0!"}]
[null,59.910000000000004,0,0,null,null,null,null,null,null,null,null,null,null,null,null,null,null,null,59.910000000000004,0,{"$error":"#DIV/0!"}]
[null,59.911000000000001,0,0,null,null,null,null,null,null,null,null,null,null,null,null,null,null,null,59.911000000000001,0,{"$error":"#DIV/0!"}]
[null,59.911999999999999,0,0,null,null,null,null,null,null,null,null,null,null,null,null,null,null,null,59.911999999999999,0,{"$error":"#DIV/0!"}]
[null,59.913000000000004,0,0,null,null,null,null,null,null,null,null,null,null,null,null,null,null,null,59.913000000000004,0,{"$error":"#DIV/0!"}]
[null,59.914000000000001,0,0,null,null,null,null,null,null,null,null,null,null,null,null,null,null,null,59.914000000000001,0,{"$error":"#DIV/0!"}]
[null,59.914999999999999,0,0,null,null,null,null,null,null,null,null,null,null,null,null,null,null,null,59.914999999999999,0,{"$error":"#DIV/0!"}]
[null,59.916000000000004,0,0,null,null,null,null,null,null,null,null,null,null,null,null,null,null,null,59.916000000000004,0,{"$error":"#DIV/0!"}]
[null,59.917000000000002,0,0,null,null,null,null,null,null,null,null,null,null,null,null,null,null,null,59.917000000000002,0,{"$error":"#DIV/0!"}]
[null,59.917999999999999,0,0,null,null,null,null,null,null,null,null,null,null,null,null,null,null,null,59.917999999999999,0,{"$error":"#DIV/0!"}]
[null,59.919000000000004,0,0,null,null,null,null,null,null,null,null,null,null,null,null,null,null,null,59.919000000000004,0,{"$error":"#DIV/0!"}]
[null,59.92,0,0,null,null,null,null,null,null,null,null,null,null,null,null,null,null,null,59.92,0,{"$error":"#DIV/0!"}]
[null,59.920999999999999,0,0,null,null,null,null,null,null,null,null,null,null,null,null,null,null,null,59.920999999999999,0,{"$error":"#DIV/0!"}]
[null,59.922000000000004,0,0,null,null,null,null,null,null,null,null,null,null,null,null,null,null,null,59.922000000000004,0,{"$error":"#DIV/0!"}]
[null,59.923000000000002,0,0,null,null,null,null,null,null,null,null,null,null,null,null,null,null,null,59.923000000000002,0,{"$error":"#DIV/0!"}]
[null,59.923999999999999,0,0,null,null,null,null,null,null,null,null,null,null,null,null,null,null,null,59.923999999999999,0,{"$error":"#DIV/0!"}]
[null,59.925000000000004,0,0,null,null,null,null,null,null,null,null,null,null,null,null,null,null,null,59.925000000000004,0,{"$error":"#DIV/0!"}]
[null,59.926000000000002,0,0,null,null,null,null,null,null,null,null,null,null,null,null,null,null,null,59.926000000000002,0,{"$error":"#DIV/0!"}]
[null,59.927,0,0,null,null,null,null,null,null,null,null,null,null,null,null,null,null,null,59.927,0,{"$error":"#DIV/0!"}]
[null,59.928000000000004,0,0,null,null,null,null,null,null,null,null,null,null,null,null,null,null,null,59.928000000000004,0,{"$error":"#DIV/0!"}]
[null,59.929000000000002,0,0,null,null,null,null,null,null,null,null,null,null,null,null,null,null,null,59.929000000000002,0,{"$error":"#DIV/0!"}]
[null,59.93,0,0,null,null,null,null,null,null,null,null,null,null,null,null,null,null,null,59.93,0,{"$error":"#DIV/0!"}]
[null,59.931000000000004,0,0,null,null,null,null,null,null,null,null,null,null,null,null,null,null,null,59.931000000000004,0,{"$error":"#DIV/0!"}]
[null,59.932000000000002,0,0,null,null,null,null,null,null,null,null,null,null,null,null,null,null,null,59.932000000000002,0,{"$error":"#DIV/0!"}]
[null,59.933,0,0,null,null,null,null,null,null,null,null,null,null,null,null,null,null,null,59.933,0,{"$error":"#DIV/0!"}]
[null,59.934000000000005,0,0,null,null,null,null,null,null,null,null,null,null,null,null,null,null,null,59.934000000000005,0,{"$error":"#DIV/0!"}]
[null,59.935000000000002,0,0,null,null,null,null,null,null,null,null,null,null,null,null,null,null,null,59.935000000000002,0,{"$error":"#DIV/0!"}]
[null,59.936,0,0,null,null,null,null,null,null,null,null,null,null,null,null,null,null,null,59.936,0,{"$error":"#DIV/0!"}]
[null,59.937000000000005,0,0,null,null,null,null,null,null,null,null,null,null,null,null,null,null,null,59.937000000000005,0,{"$error":"#DIV/0!"}]
[null,59.938000000000002,0,0,null,null,null,null,null,null,null,null,null,null,null,null,null,null,null,59.938000000000002,0,{"$error":"#DIV/0!"}]
[null,59.939,0,0,null,null,null,null,null,null,null,null,null,null,null,null,null,null,null,59.939,0,{"$error":"#DIV/0!"}]
[null,59.94,0,0,null,null,null,null,null,null,null,null,null,null,null,null,null,null,null,59.94,0,{"$error":"#DIV/0!"}]
[null,59.941000000000003,0,0,null,null,null,null,null,null,null,null,null,null,null,null,null,null,null,59.941000000000003,0,{"$error":"#DIV/0!"}]
[null,59.942,0,0,null,null,null,null,null,null,null,null,null,null,null,null,null,null,null,59.942,0,{"$error":"#DIV/0!"}]
[null,59.942999999999998,0,0,null,null,null,null,null,null,null,null,null,null,null,null,null,null,null,59.942999999999998,0,{"$error":"#DIV/0!"}]
[null,59.944000000000003,0,0,null,null,null,null,null,null,null,null,null,null,null,null,null,null,null,59.944000000000003,0,{"$error":"#DIV/0!"}]
[null,59.945,0,0,null,null,null,null,null,null,null,null,null,null,null,null,null,null,null,59.945,0,{"$error":"#DIV/0!"}]
[null,59.945999999999998,0,0,null,null,null,null,null,null,null,null,null,null,null,null,null,null,null,59.945999999999998,0,{"$error":"#DIV/0!"}]
[null,59.947000000000003,0,0,null,null,null,null,null,null,null,null,null,null,null,null,null,null,null,59.947000000000003,0,{"$error":"#DIV/0!"}]
[null,59.948,0,0,null,null,null,null,null,null,null,null,null,null,null,null,null,null,null,59.948,0,{"$error":"#DIV/0!"}]
[null,59.948999999999998,0,0,null,null,null,null,null,null,null,null,null,null,null,null,null,null,null,59.948999999999998,0,{"$error":"#DIV/0!"}]
[null,59.95,0,0,null,null,null,null,null,null,null,null,null,null,null,null,null,null,null,59.95,0,{"$error":"#DIV/0!"}]
[null,59.951000000000001,0,0,null,null,null,null,null,null,null,null,null,null,null,null,null,null,null,59.951000000000001,0,{"$error":"#DIV/0!"}]
[null,59.951999999999998,0,0,null,null,null,null,null,null,null,null,null,null,null,null,null,null,null,59.951999999999998,0,{"$error":"#DIV/0!"}]
[null,59.953000000000003,0,0,null,null,null,null,null,null,null,null,null,null,null,null,null,null,null,59.953000000000003,0,{"$error":"#DIV/0!"}]
[null,59.954000000000001,0,0,null,null,null,null,null,null,null,null,null,null,null,null,null,null,null,59.954000000000001,0,{"$error":"#DIV/0!"}]
[null,59.954999999999998,0,0,null,null,null,null,null,null,null,null,null,null,null,null,null,null,null,59.954999999999998,0,{"$error":"#DIV/0!"}]
[null,59.956000000000003,0,0,null,null,null,null,null,null,null,null,null,null,null,null,null,null,null,59.956000000000003,0,{"$error":"#DIV/0!"}]
[null,59.957000000000001,0,0,null,null,null,null,null,null,null,null,null,null,null,null,null,null,null,59.957000000000001,0,{"$error":"#DIV/0!"}]
[null,59.957999999999998,0,0,null,null,null,null,null,null,null,null,null,null,null,null,null,null,null,59.957999999999998,0,{"$error":"#DIV/0!"}]
[null,59.959000000000003,0,0,null,null,null,null,null,null,null,null,null,null,null,null,null,null,null,59.959000000000003,0,{"$error":"#DIV/0!"}]
[null,59.96,0,0,null,null,null,null,null,null,null,null,null,null,null,null,null,null,null,59.96,0,{"$error":"#DIV/0!"}]
[null,59.960999999999999,0,0,null,null,null,null,null,null,null,null,null,null,null,null,null,null,null,59.960999999999999,0,{"$error":"#DIV/0!"}]
[null,59.962000000000003,0,0,null,null,null,null,null,null,null,null,null,null,null,null,null,null,null,59.962000000000003,0,{"$error":"#DIV/0!"}]
[null,59.963000000000001,0,0,null,null,null,null,null,null,null,null,null,null,null,null,null,null,null,59.963000000000001,0,{"$error":"#DIV/0!"}]
[null,59.963999999999999,0,0,null,null,null,null,null,null,null,null,null,null,null,null,null,null,null,59.963999999999999,0,{"$error":"#DIV/0!"}]
[null,59.965000000000003,0,0,null,null,null,null,null,null,null,null,null,null,null,null,null,null,null,59.965000000000003,0,{"$error":"#DIV/0!"}]
[null,59.966000000000001,0,0,null,null,null,null,null,null,null,null,null,null,null,null,null,null,null,59.966000000000001,0,{"$error":"#DIV/0!"}]
[null,59.966999999999999,0,0,null,null,null,null,null,null,null,null,null,null,null,null,null,null,null,59.966999999999999,0,{"$error":"#DIV/0!"}]
[null,59.968000000000004,0,0,null,null,null,null,null,null,null,null,null,null,null,null,null,null,null,59.968000000000004,0,{"$error":"#DIV/0!"}]
[null,59.969000000000001,0,0,null,null,null,null,null,null,null,null,null,null,null,null,null,null,null,59.969000000000001,0,{"$f":"D59978/$D$3","v":{"$error":"#DIV/0!"}}]
[null,59.97,0,0,null,null,null,null,null,null,null,null,null,null,null,null,null,null,null,59.97,0,{"$error":"#DIV/0!"}]
[null,59.971000000000004,0,0,null,null,null,null,null,null,null,null,null,null,null,null,null,null,null,59.971000000000004,0,{"$error":"#DIV/0!"}]
[null,59.972000000000001,0,0,null,null,null,null,null,null,null,null,null,null,null,null,null,null,null,59.972000000000001,0,{"$error":"#DIV/0!"}]
[null,59.972999999999999,0,0,null,null,null,null,null,null,null,null,null,null,null,null,null,null,null,59.972999999999999,0,{"$error":"#DIV/0!"}]
[null,59.974000000000004,0,0,null,null,null,null,null,null,null,null,null,null,null,null,null,null,null,59.974000000000004,0,{"$error":"#DIV/0!"}]
[null,59.975000000000001,0,0,null,null,null,null,null,null,null,null,null,null,null,null,null,null,null,59.975000000000001,0,{"$error":"#DIV/0!"}]
[null,59.975999999999999,0,0,null,null,null,null,null,null,null,null,null,null,null,null,null,null,null,59.975999999999999,0,{"$error":"#DIV/0!"}]
[null,59.977000000000004,0,0,null,null,null,null,null,null,null,null,null,null,null,null,null,null,null,59.977000000000004,0,{"$error":"#DIV/0!"}]
[null,59.978000000000002,0,0,null,null,null,null,null,null,null,null,null,null,null,null,null,null,null,59.978000000000002,0,{"$error":"#DIV/0!"}]
[null,59.978999999999999,0,0,null,null,null,null,null,null,null,null,null,null,null,null,null,null,null,59.978999999999999,0,{"$error":"#DIV/0!"}]
[null,59.980000000000004,0,0,null,null,null,null,null,null,null,null,null,null,null,null,null,null,null,59.980000000000004,0,{"$error":"#DIV/0!"}]
[null,59.981000000000002,0,0,null,null,null,null,null,null,null,null,null,null,null,null,null,null,null,59.981000000000002,0,{"$error":"#DIV/0!"}]
[null,59.981999999999999,0,0,null,null,null,null,null,null,null,null,null,null,null,null,null,null,null,59.981999999999999,0,{"$error":"#DIV/0!"}]
[null,59.983000000000004,0,0,null,null,null,null,null,null,null,null,null,null,null,null,null,null,null,59.983000000000004,0,{"$error":"#DIV/0!"}]
[null,59.984000000000002,0,0,null,null,null,null,null,null,null,null,null,null,null,null,null,null,null,59.984000000000002,0,{"$error":"#DIV/0!"}]
[null,59.984999999999999,0,0,null,null,null,null,null,null,null,null,null,null,null,null,null,null,null,59.984999999999999,0,{"$error":"#DIV/0!"}]
[null,59.986000000000004,0,0,null,null,null,null,null,null,null,null,null,null,null,null,null,null,null,59.986000000000004,0,{"$error":"#DIV/0!"}]
[null,59.987000000000002,0,0,null,null,null,null,null,null,null,null,null,null,null,null,null,null,null,59.987000000000002,0,{"$error":"#DIV/0!"}]
[null,59.988,0,0,null,null,null,null,null,null,null,null,null,null,null,null,null,null,null,59.988,0,{"$error":"#DIV/0!"}]
[null,59.989000000000004,0,0,null,null,null,null,null,null,null,null,null,null,null,null,null,null,null,59.989000000000004,0,{"$error":"#DIV/0!"}]
[null,59.99,0,0,null,null,null,null,null,null,null,null,null,null,null,null,null,null,null,59.99,0,{"$error":"#DIV/0!"}]
[null,59.991,0,0,null,null,null,null,null,null,null,null,null,null,null,null,null,null,null,59.991,0,{"$error":"#DIV/0!"}]
[null,59.992000000000004,0,0,null,null,null,null,null,null,null,null,null,null,null,null,null,null,null,59.992000000000004,0,{"$error":"#DIV/0!"}]
[null,59.993000000000002,0,0,null,null,null,null,null,null,null,null,null,null,null,null,null,null,null,59.993000000000002,0,{"$error":"#DIV/0!"}]
[null,59.994,0,0,null,null,null,null,null,null,null,null,null,null,null,null,null,null,null,59.994,0,{"$error":"#DIV/0!"}]
[null,59.995000000000005,0,0,null,null,null,null,null,null,null,null,null,null,null,null,null,null,null,59.995000000000005,0,{"$error":"#DIV/0!"}]
[null,59.996000000000002,0,0,null,null,null,null,null,null,null,null,null,null,null,null,null,null,null,59.996000000000002,0,{"$error":"#DIV/0!"}]
[null,59.997,0,0,null,null,null,null,null,null,null,null,null,null,null,null,null,null,null,59.997,0,{"$error":"#DIV/0!"}]
[null,59.998000000000005,0,0,null,null,null,null,null,null,null,null,null,null,null,null,null,null,null,59.998000000000005,0,{"$error":"#DIV/0!"}]
[null,59.999000000000002,0,0,null,null,null,null,null,null,null,null,null,null,null,null,null,null,null,59.999000000000002,0,{"$error":"#DIV/0!"}]
[null,60,0,0,null,null,null,null,null,null,null,null,null,null,null,null,null,null,null,60,0,{"$error":"#DIV/0!"}]

{"sheet":"GovernorResponseFunction-1","index":3,"n_rows":10008,"n_cols":10,"rows_kept":10008,"cut":false,"hidden":true,"merged":[]}
[]
[]
[]
[null,null,"Vi (v)","Vf (v)","R (ohms)","L (H)","C (Farads)",null,"Alfa","1/alfa"]
[null,null,0,1,150,8.0000000000000002E-3,5.9999999999999995E-8,null,1.1000000000000001,1.6666666666666667]
[]
[]
[null,"Time","Vc"]
[null,0,0]
[null,1E-3,6.0455651618163131E-7]
[null,2E-3,2.4164535931125997E-6]
[null,3.0000000000000001E-3,5.4330358109089261E-6]
[null,4.0000000000000001E-3,9.651652129627486E-6]
[null,5.0000000000000001E-3,1.5069655881827515E-5]
[null,6.0000000000000001E-3,2.1684404767352561E-5]
[null,7.0000000000000001E-3,2.9493260845447899E-5]
[null,8.0000000000000002E-3,3.8493590530097599E-5]
[null,9.0000000000000011E-3,4.8682764581475801E-5]
[null,1.0000000000000002E-2,6.0058158102282988E-5]
[null,1.1000000000000003E-2,7.2617150528642149E-5]
[null,1.2000000000000004E-2,8.6357125625435849E-5]
[null,1.3000000000000005E-2,1.0127547148031102E-4]
[null,1.4000000000000005E-2,1.1736958049479718E-4]
[null,1.5000000000000006E-2,1.3463684938164189E-4]
[null,1.6000000000000007E-2,1.5307467915481876E-4]
[null,1.7000000000000008E-2,1.7268047512652984E-4]
[null,1.8000000000000009E-2,1.9345164689832384E-4]
[null,1.900000000000001E-2,2.1538560835598908E-4]
[null,2.0000000000000011E-2,2.3847977766333628E-4]
[null,2.1000000000000012E-2,2.6273157725531515E-4]
[null,2.2000000000000013E-2,2.8813843383279636E-4]
[null,2.3000000000000013E-2,3.1469777835446688E-4]
[null,2.4000000000000014E-2,3.4240704603272221E-4]
[null,2.5000000000000015E-2,3.7126367632589474E-4]
[null,2.6000000000000016E-2,4.0126511293303579E-4]
[null,2.7000000000000017E-2,4.3240880378614399E-4]
[null,2.8000000000000018E-2,4.6469220104616848E-4]
[null,2.9000000000000019E-2,4.9811276109501534E-4]
[null,3.000000000000002E-2,5.3266794452999644E-4]
[null,3.1000000000000021E-2,5.683552161576122E-4]
[null,3.2000000000000021E-2,6.0517204498722332E-4]
[null,3.3000000000000022E-2,6.4311590422561071E-4]
[null,3.4000000000000023E-2,6.8218427126909287E-4]
[null,3.5000000000000024E-2,7.2237462769964011E-4]
[null,3.6000000000000025E-2,7.6368445927621487E-4]
[null,3.7000000000000026E-2,8.0611125593155197E-4]
[null,3.8000000000000027E-2,8.4965251176272183E-4]
[null,3.9000000000000028E-2,8.9430572502824379E-4]
[null,4.0000000000000029E-2,9.400683981392044E-4]
[null,4.1000000000000029E-2,9.8693803765526056E-4]
[null,4.200000000000003E-2,1.0349121542773121E-3]
[null,4.3000000000000031E-2,1.0839882628413955E-3]
[null,4.4000000000000032E-2,1.1341638823135769E-3]
[null,4.5000000000000033E-2,1.1854365357828467E-3]
[null,4.6000000000000034E-2,1.2378037504557904E-3]
[null,4.7000000000000035E-2,1.2912630576495943E-3]
[null,4.8000000000000036E-2,1.3458119927873824E-3]
[null,4.9000000000000037E-2,1.4014480953905561E-3]
[null,5.0000000000000037E-2,1.4581689090744643E-3]
[null,5.1000000000000038E-2,1.5159719815409645E-3]
[null,5.2000000000000039E-2,1.5748548645726501E-3]
[null,5.300000000000004E-2,1.6348151140281875E-3]
[null,5.4000000000000041E-2,1.6958502898340999E-3]
[null,5.5000000000000042E-2,1.7579579559808822E-3]
[null,5.6000000000000043E-2,1.821135680515118E-3]
[null,5.7000000000000044E-2,1.8853810355355938E-3]
[null,5.8000000000000045E-2,1.9506915971849725E-3]
[null,5.9000000000000045E-2,2.0170649456460188E-3]
[null,6.0000000000000046E-2,2.0844986651343822E-3]
[null,6.1000000000000047E-2,2.1529903438926024E-3]
[null,6.2000000000000048E-2,2.2225375741853348E-3]
[null,6.3000000000000042E-2,2.2931379522916906E-3]
[null,6.4000000000000043E-2,2.3647890785011283E-3]
[null,6.5000000000000044E-2,2.4374885571055716E-3]
[null,6.6000000000000045E-2,2.5112339963957453E-3]
[null,6.7000000000000046E-2,2.5860230086534042E-3]
[null,6.8000000000000047E-2,2.6618532101466696E-3]
[null,6.9000000000000047E-2,2.7387222211230355E-3]
[null,7.0000000000000048E-2,2.8166276658045941E-3]
[null,7.1000000000000049E-2,2.8955671723813747E-3]
[null,7.200000000000005E-2,2.9755383730063478E-3]
[null,7.3000000000000051E-2,3.0565389037885415E-3]
[null,7.4000000000000052E-2,3.1385664047878237E-3]
[null,7.5000000000000053E-2,3.2216185200091285E-3]
[null,7.6000000000000054E-2,3.3056928973960176E-3]
[null,7.7000000000000055E-2,3.3907871888261276E-3]
[null,7.8000000000000055E-2,3.4768990501033992E-3]
[null,7.9000000000000056E-2,3.5640261409547458E-3]
[null,8.0000000000000057E-2,3.6521661250216164E-3]
[null,8.1000000000000058E-2,3.7413166698566647E-3]
[null,8.2000000000000059E-2,3.8314754469164214E-3]
[null,8.300000000000006E-2,3.9226401315555215E-3]
[null,8.4000000000000061E-2,4.0148084030222631E-3]
[null,8.5000000000000062E-2,4.1079779444511688E-3]
[null,8.6000000000000063E-2,4.2021464428585453E-3]
[null,8.7000000000000063E-2,4.2973115891360436E-3]
[null,8.8000000000000064E-2,4.3934710780454411E-3]
[null,8.9000000000000065E-2,4.4906226082120915E-3]
[null,9.0000000000000066E-2,4.5887638821203725E-3]
[null,9.1000000000000067E-2,4.6878926061066917E-3]
[null,9.2000000000000068E-2,4.7880064903552677E-3]
[null,9.3000000000000069E-2,4.8891032488911357E-3]
[null,9.400000000000007E-2,4.9911805995748182E-3]
[null,9.500000000000007E-2,5.0942362640976624E-3]
[null,9.6000000000000071E-2,5.1982679679738464E-3]
[null,9.7000000000000072E-2,5.3032734405379367E-3]
[null,9.8000000000000073E-2,5.4092504149361176E-3]
[null,9.9000000000000074E-2,5.5161966281228603E-3]
[null,0.10000000000000007,5.6241098208537066E-3]
[null,0.10100000000000008,5.732987737680717E-3]
[null,0.10200000000000008,5.8428281269463644E-3]
[null,0.10300000000000008,5.9536287407778721E-3]
[null,0.10400000000000008,6.0653873350822174E-3]
[null,0.10500000000000008,6.1781016695393598E-3]
[null,0.10600000000000008,6.2917695075980218E-3]
[null,0.10700000000000008,6.4063886164688055E-3]
[null,0.10800000000000008,6.5219567671200851E-3]
[null,0.10900000000000008,6.63847173427079E-3]
[null,0.11000000000000008,6.7559312963866303E-3]
[null,0.11100000000000008,6.8743332356724363E-3]
[null,0.11200000000000009,6.9936753380689387E-3]
[null,0.11300000000000009,7.1139553932455524E-3]
[null,0.11400000000000009,7.235171194595269E-3]
[null,0.11500000000000009,7.3573205392298835E-3]
[null,0.11600000000000009,7.4804012279727772E-3]
[null,0.11700000000000009,7.6044110653559205E-3]
[null,0.11800000000000009,7.7293478596118792E-3]
[null,0.11900000000000009,7.8552094226698177E-3]
[null,0.12000000000000009,7.9819935701493927E-3]
[null,0.12100000000000009,8.1096981213560904E-3]
[null,0.12200000000000009,8.2383208992747869E-3]
[null,0.1230000000000001,8.3678597305643088E-3]
[null,0.1240000000000001,8.4983124455533243E-3]
[null,0.12500000000000008,8.6296768782327948E-3]
[null,0.12600000000000008,8.7619508662530876E-3]
[null,0.12700000000000009,8.8951322509156494E-3]
[null,0.12800000000000009,9.0292188771704529E-3]
[null,0.12900000000000009,9.1642085936078921E-3]
[null,0.13000000000000009,9.3000992524562287E-3]
[null,0.13100000000000009,9.4368887095732656E-3]
[null,0.13200000000000009,9.5745748244434603E-3]
[null,0.13300000000000009,9.7131554601705972E-3]
[null,0.13400000000000009,9.852628483474013E-3]
[null,0.13500000000000009,9.9929917646822686E-3]
[null,0.13600000000000009,1.0134243177727598E-2]
[null,0.13700000000000009,1.0276380600141799E-2]
[null,0.13800000000000009,1.0419401913049131E-2]
[null,0.1390000000000001,1.056330500116287E-2]
[null,0.1400000000000001,1.0708087752778095E-2]
[null,0.1410000000000001,1.0853748059768353E-2]
[null,0.1420000000000001,1.1000283817577894E-2]
[null,0.1430000000000001,1.1147692925219332E-2]
[null,0.1440000000000001,1.1295973285266103E-2]
[null,0.1450000000000001,1.144512280384713E-2]
[null,0.1460000000000001,1.1595139390643605E-2]
[null,0.1470000000000001,1.174602095888122E-2]
[null,0.1480000000000001,1.1897765425326834E-2]
[null,0.1490000000000001,1.2050370710281921E-2]
[null,0.15000000000000011,1.2203834737578134E-2]
[null,0.15100000000000011,1.2358155434571416E-2]
[null,0.15200000000000011,1.2513330732137451E-2]
[null,0.15300000000000011,1.2669358564666111E-2]
[null,0.15400000000000011,1.2826236870055352E-2]
[null,0.15500000000000011,1.2983963589708103E-2]
[null,0.15600000000000011,1.3142536668524607E-2]
[null,0.15700000000000011,1.3301954054899201E-2]
[null,0.15800000000000011,1.3462213700713765E-2]
[null,0.15900000000000011,1.3623313561333616E-2]
[null,0.16000000000000011,1.3785251595600956E-2]
[null,0.16100000000000012,1.394802576583154E-2]
[null,0.16200000000000012,1.4111634037807907E-2]
[null,0.16300000000000012,1.4276074380774384E-2]
[null,0.16400000000000012,1.4441344767433639E-2]
[null,0.16500000000000012,1.4607443173938806E-2]
[null,0.16600000000000012,1.4774367579890924E-2]
[null,0.16700000000000012,1.4942115968331504E-2]
[null,0.16800000000000012,1.5110686325739975E-2]
[null,0.16900000000000012,1.5280076642025686E-2]
[null,0.17000000000000012,1.545028491052558E-2]
[null,0.17100000000000012,1.5621309127996863E-2]
[null,0.17200000000000013,1.5793147294613341E-2]
[null,0.17300000000000013,1.5965797413959315E-2]
[null,0.17400000000000013,1.6139257493025361E-2]
[null,0.17500000000000013,1.6313525542203E-2]
[null,0.17600000000000013,1.648859957527915E-2]
[null,0.17700000000000013,1.6664477609431572E-2]
[null,0.17800000000000013,1.6841157665223538E-2]
[null,0.17900000000000013,1.7018637766599509E-2]
[null,0.18000000000000013,1.7196915940878355E-2]
[null,0.18100000000000013,1.7375990218751025E-2]
[null,0.18200000000000013,1.7555858634272226E-2]
[null,0.18300000000000013,1.7736519224858305E-2]
[null,0.18400000000000014,1.791797003128115E-2]
[null,0.18500000000000014,1.810020909766219E-2]
[null,0.18600000000000014,1.828323447146929E-2]
[null,0.18700000000000014,1.8467044203509864E-2]
[null,0.18800000000000014,1.865163634792788E-2]
[null,0.18900000000000014,1.8837008962196644E-2]
[null,0.19000000000000014,1.9023160107115689E-2]
[null,0.19100000000000014,1.9210087846805002E-2]
[null,0.19200000000000014,1.9397790248700142E-2]
[null,0.19300000000000014,1.9586265383547574E-2]
[null,0.19400000000000014,1.9775511325398676E-2]
[null,0.19500000000000015,1.9965526151606738E-2]
[null,0.19600000000000015,2.0156307942819973E-2]
[null,0.19700000000000015,2.0347854782978181E-2]
[null,0.19800000000000015,2.0540164759306312E-2]
[null,0.19900000000000015,2.073323596231158E-2]
[null,0.20000000000000015,2.0927066485776247E-2]
[null,0.20100000000000015,2.1121654426754732E-2]
[null,0.20200000000000015,2.1316997885567512E-2]
[null,0.20300000000000015,2.1513094965796453E-2]
[null,0.20400000000000015,2.170994377428026E-2]
[null,0.20500000000000015,2.1907542421109483E-2]
[null,0.20600000000000016,2.2105889019621627E-2]
[null,0.20700000000000016,2.2304981686395831E-2]
[null,0.20800000000000016,2.2504818541249194E-2]
[null,0.20900000000000016,2.2705397707230346E-2]
[null,0.21000000000000016,2.2906717310616109E-2]
[null,0.21100000000000016,2.3108775480905952E-2]
[null,0.21200000000000016,2.3311570350816879E-2]
[null,0.21300000000000016,2.3515100056278992E-2]
[null,0.21400000000000016,2.3719362736431271E-2]
[null,0.21500000000000016,2.3924356533615576E-2]
[null,0.21600000000000016,2.4130079593372433E-2]
[null,0.21700000000000016,2.4336530064436812E-2]
[null,0.21800000000000017,2.4543706098732132E-2]
[null,0.21900000000000017,2.4751605851366709E-2]
[null,0.22000000000000017,2.4960227480627761E-2]
[null,0.22100000000000017,2.5169569147978188E-2]
[null,0.22200000000000017,2.5379629018049799E-2]
[null,0.22300000000000017,2.5590405258640869E-2]
[null,0.22400000000000017,2.5801896040709593E-2]
[null,0.22500000000000017,2.6014099538370083E-2]
[null,0.22600000000000017,2.6227013928887821E-2]
[null,0.22700000000000017,2.6440637392673771E-2]
[null,0.22800000000000017,2.665496811328194E-2]
[null,0.22900000000000018,2.6870004277401938E-2]
[null,0.23000000000000018,2.7085744074856644E-2]
[null,0.23100000000000018,2.7302185698595771E-2]
[null,0.23200000000000018,2.7519327344692424E-2]
[null,0.23300000000000018,2.7737167212337654E-2]
[null,0.23400000000000018,2.7955703503836027E-2]
[null,0.23500000000000018,2.817493442460095E-2]
[null,0.23600000000000018,2.8394858183149685E-2]
[null,0.23700000000000018,2.8615472991100011E-2]
[null,0.23800000000000018,2.8836777063163122E-2]
[null,0.23900000000000018,2.905876861714185E-2]
[null,0.24000000000000019,2.9281445873923451E-2]
[null,0.24100000000000019,2.9504807057476823E-2]
[null,0.24200000000000019,2.9728850394847295E-2]
[null,0.24300000000000019,2.9953574116151516E-2]
[null,0.24400000000000019,3.0178976454573236E-2]
[null,0.24500000000000019,3.0405055646358758E-2]
[null,0.24600000000000019,3.0631809930812604E-2]
[null,0.24700000000000019,3.0859237550292185E-2]
[null,0.24800000000000019,3.1087336750204031E-2]
[null,0.24900000000000019,3.1316105778998238E-2]
[null,0.25000000000000017,3.1545542888165246E-2]
[null,0.25100000000000017,3.1775646332229845E-2]
[null,0.25200000000000017,3.2006414368747516E-2]
[null,0.25300000000000017,3.2237845258299647E-2]
[null,0.25400000000000017,3.246993726448888E-2]
[null,0.25500000000000017,3.2702688653935108E-2]
[null,0.25600000000000017,3.2936097696269595E-2]
[null,0.25700000000000017,3.3170162664132308E-2]
[null,0.25800000000000017,3.3404881833165478E-2]
[null,0.25900000000000017,3.3640253482011162E-2]
[null,0.26000000000000018,3.3876275892304464E-2]
[null,0.26100000000000018,3.4112947348671319E-2]
[null,0.26200000000000018,3.4350266138721608E-2]
[null,0.26300000000000018,3.4588230553046828E-2]
[null,0.26400000000000018,3.4826838885214539E-2]
[null,0.26500000000000018,3.5066089431763814E-2]
[null,0.26600000000000018,3.5305980492201128E-2]
[null,0.26700000000000018,3.5546510368995476E-2]
[null,0.26800000000000018,3.5787677367575044E-2]
[null,0.26900000000000018,3.6029479796320762E-2]
[null,0.27000000000000018,3.6271915966564094E-2]
[null,0.27100000000000019,3.651498419258048E-2]
[null,0.27200000000000019,3.6758682791586783E-2]
[null,0.27300000000000019,3.7003010083735632E-2]
[null,0.27400000000000019,3.7247964392111199E-2]
[null,0.27500000000000019,3.7493544042725091E-2]
[null,0.27600000000000019,3.7739747364512355E-2]
[null,0.27700000000000019,3.7986572689325704E-2]
[null,0.27800000000000019,3.8234018351932297E-2]
[null,0.27900000000000019,3.8482082690009078E-2]
[null,0.28000000000000019,3.8730764044138E-2]
[null,0.28100000000000019,3.8980060757802693E-2]
[null,0.28200000000000019,3.9229971177382472E-2]
[null,0.2830000000000002,3.9480493652149229E-2]
[null,0.2840000000000002,3.9731626534262654E-2]
[null,0.2850000000000002,3.998336817876591E-2]
[null,0.2860000000000002,4.0235716943581634E-2]
[null,0.2870000000000002,4.0488671189506609E-2]
[null,0.2880000000000002,4.0742229280208542E-2]
[null,0.2890000000000002,4.0996389582221071E-2]
[null,0.2900000000000002,4.1251150464939879E-2]
[null,0.2910000000000002,4.1506510300617805E-2]
[null,0.2920000000000002,4.1762467464361186E-2]
[null,0.2930000000000002,4.2019020334124635E-2]
[null,0.29400000000000021,4.2276167290707822E-2]
[null,0.29500000000000021,4.2533906717751258E-2]
[null,0.29600000000000021,4.279223700172996E-2]
[null,0.29700000000000021,4.3051156531952128E-2]
[null,0.29800000000000021,4.3310663700552254E-2]
[null,0.29900000000000021,4.3570756902488683E-2]
[null,0.30000000000000021,4.3831434535538283E-2]
[null,0.30100000000000021,4.4092695000292892E-2]
[null,0.30200000000000021,4.4354536700154101E-2]
[null,0.30300000000000021,4.461695804133059E-2]
[null,0.30400000000000021,4.487995743283224E-2]
[null,0.30500000000000022,4.5143533286466697E-2]
[null,0.30600000000000022,4.5407684016835148E-2]
[null,0.30700000000000022,4.5672408041327661E-2]
[null,0.30800000000000022,4.5937703780120187E-2]
[null,0.30900000000000022,4.620356965616812E-2]
[null,0.31000000000000022,4.6470004095204631E-2]
[null,0.31100000000000022,4.6737005525734454E-2]
[null,0.31200000000000022,4.7004572379031218E-2]
[null,0.31300000000000022,4.7272703089132007E-2]
[null,0.31400000000000022,4.7541396092833699E-2]
[null,0.31500000000000022,4.78106498296893E-2]
[null,0.31600000000000023,4.8080462742002616E-2]
[null,0.31700000000000023,4.8350833274825478E-2]
[null,0.31800000000000023,4.8621759875952186E-2]
[null,0.31900000000000023,4.8893240995916742E-2]
[null,0.32000000000000023,4.9165275087987181E-2]
[null,0.32100000000000023,4.9437860608162909E-2]
[null,0.32200000000000023,4.9710996015169706E-2]
[null,0.32300000000000023,4.998467977045562E-2]
[null,0.32400000000000023,5.0258910338187301E-2]
[null,0.32500000000000023,5.0533686185245119E-2]
[null,0.32600000000000023,5.0809005781220606E-2]
[null,0.32700000000000023,5.10848675984098E-2]
[null,0.32800000000000024,5.1361270111811796E-2]
[null,0.32900000000000024,5.1638211799122868E-2]
[null,0.33000000000000024,5.1915691140733577E-2]
[null,0.33100000000000024,5.2193706619723113E-2]
[null,0.33200000000000024,5.2472256721857402E-2]
[null,0.33300000000000024,5.2751339935582786E-2]
[null,0.33400000000000024,5.3030954752023574E-2]
[null,0.33500000000000024,5.3311099664977601E-2]
[null,0.33600000000000024,5.3591773170911683E-2]
[null,0.33700000000000024,5.387297376895761E-2]
[null,0.33800000000000024,5.4154699960908936E-2]
[null,0.33900000000000025,5.4436950251215976E-2]
[null,0.34000000000000025,5.4719723146982258E-2]
[null,0.34100000000000025,5.5003017157960854E-2]
[null,0.34200000000000025,5.5286830796549169E-2]
[null,0.34300000000000025,5.5571162577786049E-2]
[null,0.34400000000000025,5.5856011019347673E-2]
[null,0.34500000000000025,5.6141374641542896E-2]
[null,0.34600000000000025,5.6427251967309577E-2]
[null,0.34700000000000025,5.6713641522210922E-2]
[null,0.34800000000000025,5.7000541834431151E-2]
[null,0.34900000000000025,5.7287951434771278E-2]
[null,0.35000000000000026,5.7575868856646228E-2]
[null,0.35100000000000026,5.7864292636079062E-2]
[null,0.35200000000000026,5.8153221311698533E-2]
[null,0.35300000000000026,5.8442653424734869E-2]
[null,0.35400000000000026,5.8732587519015222E-2]
[null,0.35500000000000026,5.9023022140960002E-2]
[null,0.35600000000000026,5.9313955839579213E-2]
[null,0.35700000000000026,5.960538716646846E-2]
[null,0.35800000000000026,5.9897314675804392E-2]
[null,0.35900000000000026,6.0189736924341708E-2]
[null,0.36000000000000026,6.0482652471408493E-2]
[null,0.36100000000000027,6.0776059878902999E-2]
[null,0.36200000000000027,6.1069957711288647E-2]
[null,0.36300000000000027,6.1364344535591253E-2]
[null,0.36400000000000027,6.1659218921394587E-2]
[null,0.36500000000000027,6.1954579440836821E-2]
[null,0.36600000000000027,6.2250424668606197E-2]
[null,0.36700000000000027,6.2546753181937031E-2]
[null,0.36800000000000027,6.2843563560606719E-2]
[null,0.36900000000000027,6.3140854386930623E-2]
[null,0.37000000000000027,6.3438624245759745E-2]
[null,0.37100000000000027,6.3736871724475175E-2]
[null,0.37200000000000027,6.4035595412985868E-2]
[null,0.37300000000000028,6.4334793903722876E-2]
[null,0.37400000000000028,6.4634465791637785E-2]
[null,0.37500000000000028,6.4934609674197064E-2]
[null,0.37600000000000028,6.5235224151378945E-2]
[null,0.37700000000000028,6.5536307825669882E-2]
[null,0.37800000000000028,6.5837859302059765E-2]
[null,0.37900000000000028,6.6139877188039264E-2]
[null,0.38000000000000028,6.6442360093595165E-2]
[null,0.38100000000000028,6.6745306631207035E-2]
[null,0.38200000000000028,6.7048715415842897E-2]
[null,0.38300000000000028,6.7352585064956338E-2]
[null,0.38400000000000029,6.7656914198482077E-2]
[null,0.38500000000000029,6.7961701438831623E-2]
[null,0.38600000000000029,6.8266945410890956E-2]
[null,0.38700000000000029,6.8572644742015409E-2]
[null,0.38800000000000029,6.887879806202668E-2]
[null,0.38900000000000029,6.9185404003208828E-2]
[null,0.39000000000000029,6.9492461200304723E-2]
[null,0.39100000000000029,6.9799968290511272E-2]
[null,0.39200000000000029,7.0107923913477199E-2]
[null,0.39300000000000029,7.0416326711298827E-2]
[null,0.39400000000000029,7.0725175328515189E-2]
[null,0.3950000000000003,7.1034468412105922E-2]
[null,0.3960000000000003,7.1344204611486495E-2]
[null,0.3970000000000003,7.1654382578504983E-2]
[null,0.3980000000000003,7.1965000967438075E-2]
[null,0.3990000000000003,7.2276058434987633E-2]
[null,0.4000000000000003,7.2587553640276581E-2]
[null,0.4010000000000003,7.2899485244845574E-2]
[null,0.4020000000000003,7.3211851912649228E-2]
[null,0.4030000000000003,7.3524652310052452E-2]
[null,0.4040000000000003,7.3837885105826229E-2]
[null,0.4050000000000003,7.4151548971145065E-2]
[null,0.40600000000000031,7.4465642579582214E-2]
[null,0.40700000000000031,7.478016460710657E-2]
[null,0.40800000000000031,7.5095113732078889E-2]
[null,0.40900000000000031,7.5410488635247908E-2]
[null,0.41000000000000031,7.5726287999747344E-2]
[null,0.41100000000000031,7.6042510511091566E-2]
[null,0.41200000000000031,7.6359154857171929E-2]
[null,0.41300000000000031,7.6676219728253669E-2]
[null,0.41400000000000031,7.6993703816972014E-2]
[null,0.41500000000000031,7.7311605818328633E-2]
[null,0.41600000000000031,7.7629924429687414E-2]
[null,0.41700000000000031,7.7948658350772138E-2]
[null,0.41800000000000032,7.8267806283661145E-2]
[null,0.41900000000000032,7.8587366932785674E-2]
[null,0.42000000000000032,7.8907339004924304E-2]
[null,0.42100000000000032,7.9227721209201074E-2]
[null,0.42200000000000032,7.9548512257080373E-2]
[null,0.42300000000000032,7.9869710862364607E-2]
[null,0.42400000000000032,8.0191315741190095E-2]
[null,0.42500000000000032,8.0513325612023401E-2]
[null,0.42600000000000032,8.0835739195658007E-2]
[null,0.42700000000000032,8.1158555215209871E-2]
[null,0.42800000000000032,8.1481772396115648E-2]
[null,0.42900000000000033,8.1805389466127365E-2]
[null,0.43000000000000033,8.2129405155310087E-2]
[null,0.43100000000000033,8.2453818196037365E-2]
[null,0.43200000000000033,8.2778627322988352E-2]
[null,0.43300000000000033,8.3103831273144357E-2]
[null,0.43400000000000033,8.3429428785784965E-2]
[null,0.43500000000000033,8.3755418602484255E-2]
[null,0.43600000000000033,8.4081799467108143E-2]
[null,0.43700000000000033,8.4408570125810156E-2]
[null,0.43800000000000033,8.4735729327027887E-2]
[null,0.43900000000000033,8.5063275821479989E-2]
[null,0.44000000000000034,8.5391208362162407E-2]
[null,0.44100000000000034,8.571952570434449E-2]
[null,0.44200000000000034,8.604822660556688E-2]
[null,0.44300000000000034,8.6377309825635851E-2]
[null,0.44400000000000034,8.6706774126621311E-2]
[null,0.44500000000000034,8.7036618272853916E-2]
[null,0.44600000000000034,8.7366841030919407E-2]
[null,0.44700000000000034,8.7697441169657053E-2]
[null,0.44800000000000034,8.8028417460155883E-2]
[null,0.44900000000000034,8.8359768675750461E-2]
[null,0.45000000000000034,8.8691493592017667E-2]
[null,0.45100000000000035,8.902359098677437E-2]
[null,0.45200000000000035,8.9356059640072094E-2]
[null,0.45300000000000035,8.9688898334195133E-2]
[null,0.45400000000000035,9.0022105853656442E-2]
[null,0.45500000000000035,9.0355680985194309E-2]
[null,0.45600000000000035,9.0689622517768798E-2]
[null,0.45700000000000035,9.1023929242558754E-2]
[null,0.45800000000000035,9.135859995295792E-2]
[null,0.45900000000000035,9.1693633444571709E-2]
[null,0.46000000000000035,9.2029028515213884E-2]
[null,0.46100000000000035,9.2364783964903219E-2]
[null,0.46200000000000035,9.2700898595859504E-2]
[null,0.46300000000000036,9.3037371212500997E-2]
[null,0.46400000000000036,9.3374200621440751E-2]
[null,0.46500000000000036,9.3711385631482735E-2]
[null,0.46600000000000036,9.4048925053619059E-2]
[null,0.46700000000000036,9.4386817701026859E-2]
[null,0.46800000000000036,9.4725062389063419E-2]
[null,0.46900000000000036,9.5063657935265167E-2]
[null,0.47000000000000036,9.5402603159342125E-2]
[null,0.47100000000000036,9.5741896883175359E-2]
[null,0.47200000000000036,9.6081537930814309E-2]
[null,0.47300000000000036,9.6421525128472907E-2]
[null,0.47400000000000037,9.6761857304525467E-2]
[null,0.47500000000000037,9.71025332895048E-2]
[null,0.47600000000000037,9.7443551916097437E-2]
[null,0.47700000000000037,9.7784912019142078E-2]
[null,0.47800000000000037,9.8126612435624483E-2]
[null,0.47900000000000037,9.8468652004674806E-2]
[null,0.48000000000000037,9.8811029567564712E-2]
[null,0.48100000000000037,9.91537439677036E-2]
[null,0.48200000000000037,9.9496794050635828E-2]
[null,0.48300000000000037,9.9840178664036272E-2]
[null,0.48400000000000037,0.10018389665770855]
[null,0.48500000000000038,0.10052794688358058]
[null,0.48600000000000038,0.1008723281957018]
[null,0.48700000000000038,0.10121703945023997]
[null,0.48800000000000038,0.10156207950547713]
[null,0.48900000000000038,0.10190744722180778]
[null,0.49000000000000038,0.10225314146173392]
[null,0.49100000000000038,0.10259916108986333]
[null,0.49200000000000038,0.10294550497290544]
[null,0.49300000000000038,0.10329217197966789]
[null,0.49400000000000038,0.10363916098105386]
[null,0.49500000000000038,0.10398647085005897]
[null,0.49600000000000039,0.10433410046176739]
[null,0.49700000000000039,0.10468204869334863]
[null,0.49800000000000039,0.10503031442405508]
[null,0.49900000000000039,0.10537889653521826]
[null,0.50000000000000033,0.10572779391024589]
[null,0.50100000000000033,0.10607700543461729]
[null,0.50200000000000033,0.10642652999588276]
[null,0.50300000000000034,0.10677636648365807]
[null,0.50400000000000034,0.10712651378962268]
[null,0.50500000000000034,0.10747697080751539]
[null,0.50600000000000034,0.10782773643313215]
[null,0.50700000000000034,0.10817880956432246]
[null,0.50800000000000034,0.10853018910098633]
[null,0.50900000000000034,0.10888187394507043]
[null,0.51000000000000034,0.10923386300056626]
[null,0.51100000000000034,0.10958615517350545]
[null,0.51200000000000034,0.10993874937195802]
[null,0.51300000000000034,0.11029164450602813]
[null,0.51400000000000035,0.11064483948785142]
[null,0.51500000000000035,0.11099833323159169]
[null,0.51600000000000035,0.11135212465343824]
[null,0.51700000000000035,0.11170621267160175]
[null,0.51800000000000035,0.11206059620631226]
[null,0.51900000000000035,0.11241527417981523]
[null,0.52000000000000035,0.11277024551636872]
[null,0.52100000000000035,0.1131255091422404]
[null,0.52200000000000035,0.11348106398570401]
[null,0.52300000000000035,0.11383690897703691]
[null,0.52400000000000035,0.11419304304851596]
[null,0.52500000000000036,0.11454946513441555]
[null,0.52600000000000036,0.11490617417100402]
[null,0.52700000000000036,0.11526316909653989]
[null,0.52800000000000036,0.1156204488512701]
[null,0.52900000000000036,0.11597801237742589]
[null,0.53000000000000036,0.11633585861922002]
[null,0.53100000000000036,0.11669398652284402]
[null,0.53200000000000036,0.11705239503646425]
[null,0.53300000000000036,0.11741108311021997]
[null,0.53400000000000036,0.11777004969621918]
[null,0.53500000000000036,0.11812929374853687]
[null,0.53600000000000037,0.11848881422321023]
[null,0.53700000000000037,0.11884861007823688]
[null,0.53800000000000037,0.1192086802735719]
[null,0.53900000000000037,0.11956902377112399]
[null,0.54000000000000037,0.11992963953475277]
[null,0.54100000000000037,0.12029052653026595]
[null,0.54200000000000037,0.1206516837254159]
[null,0.54300000000000037,0.12101311008989701]
[null,0.54400000000000037,0.12137480459534278]
[null,0.54500000000000037,0.12173676621532192]
[null,0.54600000000000037,0.12209899392533652]
[null,0.54700000000000037,0.1224614867028182]
[null,0.54800000000000038,0.1228242435271254]
[null,0.54900000000000038,0.12318726337954067]
[null,0.55000000000000038,0.12355054524326659]
[null,0.55100000000000038,0.12391408810342419]
[null,0.55200000000000038,0.12427789094704955]
[null,0.55300000000000038,0.12464195276308987]
[null,0.55400000000000038,0.12500627254240171]
[null,0.55500000000000038,0.12537084927774689]
[null,0.55600000000000038,0.12573568196379126]
[null,0.55700000000000038,0.12610076959709959]
[null,0.55800000000000038,0.12646611117613404]
[null,0.55900000000000039,0.12683170570125091]
[null,0.56000000000000039,0.12719755217469708]
[null,0.56100000000000039,0.1275636496006084]
[null,0.56200000000000039,0.12792999698500507]
[null,0.56300000000000039,0.1282965933357898]
[null,0.56400000000000039,0.12866343766274468]
[null,0.56500000000000039,0.12903052897752809]
[null,0.56600000000000039,0.12939786629367211]
[null,0.56700000000000039,0.12976544862657891]
[null,0.56800000000000039,0.13013327499351834]
[null,0.56900000000000039,0.13050134441362504]
[null,0.5700000000000004,0.13086965590789545]
[null,0.5710000000000004,0.13123820849918499]
[null,0.5720000000000004,0.13160700121220459]
[null,0.5730000000000004,0.13197603307351857]
[null,0.5740000000000004,0.13234530311154113]
[null,0.5750000000000004,0.13271481035653443]
[null,0.5760000000000004,0.1330845538406038]
[null,0.5770000000000004,0.13345453259769713]
[null,0.5780000000000004,0.13382474566360048]
[null,0.5790000000000004,0.13419519207593578]
[null,0.5800000000000004,0.13456587087415783]
[null,0.58100000000000041,0.13493678109955087]
[null,0.58200000000000041,0.13530792179522733]
[null,0.58300000000000041,0.13567929200612316]
[null,0.58400000000000041,0.13605089077899579]
[null,0.58500000000000041,0.1364227171624216]
[null,0.58600000000000041,0.13679477020679209]
[null,0.58700000000000041,0.13716704896431209]
[null,0.58800000000000041,0.13753955248899674]
[null,0.58900000000000041,0.13791227983666765]
[null,0.59000000000000041,0.13828523006495141]
[null,0.59100000000000041,0.13865840223327563]
[null,0.59200000000000041,0.13903179540286759]
[null,0.59300000000000042,0.13940540863674922]
[null,0.59400000000000042,0.13977924099973671]
[null,0.59500000000000042,0.14015329155843559]
[null,0.59600000000000042,0.14052755938123951]
[null,0.59700000000000042,0.14090204353832647]
[null,0.59800000000000042,0.14127674310165683]
[null,0.59900000000000042,0.1416516571449693]
[null,0.60000000000000042,0.14202678474377939]
[null,0.60100000000000042,0.14240212497537608]
[null,0.60200000000000042,0.14277767691881904]
[null,0.60300000000000042,0.14315343965493599]
[null,0.60400000000000043,0.1435294122663191]
[null,0.60500000000000043,0.14390559383732426]
[null,0.60600000000000043,0.14428198345406595]
[null,0.60700000000000043,0.14465858020441591]
[null,0.60800000000000043,0.1450353831779998]
[null,0.60900000000000043,0.14541239146619511]
[null,0.61000000000000043,0.1457896041621275]
[null,0.61100000000000043,0.14616702036066864]
[null,0.61200000000000043,0.14654463915843319]
[null,0.61300000000000043,0.14692245965377659]
[null,0.61400000000000043,0.14730048094679149]
[null,0.61500000000000044,0.14767870213930567]
[null,0.61600000000000044,0.14805712233487922]
[null,0.61700000000000044,0.14843574063880127]
[null,0.61800000000000044,0.14881455615808825]
[null,0.61900000000000044,0.14919356800148043]
[null,0.62000000000000044,0.14957277527943913]
[null,0.62100000000000044,0.14995217710414466]
[null,0.62200000000000044,0.15033177258949282]
[null,0.62300000000000044,0.15071156085109316]
[null,0.62400000000000044,0.15109154100626554]
[null,0.62500000000000044,0.15147171217403732]
[null,0.62600000000000044,0.15185207347514129]
[null,0.62700000000000045,0.15223262403201299]
[null,0.62800000000000045,0.15261336296878714]
[null,0.62900000000000045,0.15299428941129578]
[null,0.63000000000000045,0.1533754024870656]
[null,0.63100000000000045,0.15375670132531472]
[null,0.63200000000000045,0.15413818505695043]
[null,0.63300000000000045,0.15451985281456682]
[null,0.63400000000000045,0.15490170373244116]
[null,0.63500000000000045,0.15528373694653208]
[null,0.63600000000000045,0.15566595159447683]
[null,0.63700000000000045,0.15604834681558855]
[null,0.63800000000000046,0.15643092175085305]
[null,0.63900000000000046,0.15681367554292702]
[null,0.64000000000000046,0.15719660733613505]
[null,0.64100000000000046,0.15757971627646716]
[null,0.64200000000000046,0.15796300151157572]
[null,0.64300000000000046,0.1583464621907732]
[null,0.64400000000000046,0.15873009746502942]
[null,0.64500000000000046,0.15911390648696921]
[null,0.64600000000000046,0.15949788841086954]
[null,0.64700000000000046,0.15988204239265658]
[null,0.64800000000000046,0.16026636758990376]
[null,0.64900000000000047,0.16065086316182886]
[null,0.65000000000000047,0.16103552826929157]
[null,0.65100000000000047,0.16142036207479038]
[null,0.65200000000000047,0.16180536374246068]
[null,0.65300000000000047,0.16219053243807147]
[null,0.65400000000000047,0.16257586732902352]
[null,0.65500000000000047,0.16296136758434632]
[null,0.65600000000000047,0.16334703237469583]
[null,0.65700000000000047,0.16373286087235095]
[null,0.65800000000000047,0.16411885225121259]
[null,0.65900000000000047,0.16450500568679982]
[null,0.66000000000000048,0.16489132035624787]
[null,0.66100000000000048,0.16527779543830479]
[null,0.66200000000000048,0.16566443011333021]
[null,0.66300000000000048,0.16605122356329194]
[null,0.66400000000000048,0.16643817497176339]
[null,0.66500000000000048,0.16682528352392156]
[null,0.66600000000000048,0.16721254840654343]
[null,0.66700000000000048,0.16759996880800487]
[null,0.66800000000000048,0.16798754391827742]
[null,0.66900000000000048,0.16837527292892518]
[null,0.67000000000000048,0.16876315503310302]
[null,0.67100000000000048,0.16915118942555429]
[null,0.67200000000000049,0.16953937530260743]
[null,0.67300000000000049,0.16992771186217404]
[null,0.67400000000000049,0.17031619830374634]
[null,0.67500000000000049,0.17070483382839441]
[null,0.67600000000000049,0.17109361763876396]
[null,0.67700000000000049,0.171482548939074]
[null,0.67800000000000049,0.1718716269351136]
[null,0.67900000000000049,0.17226085083423981]
[null,0.68000000000000049,0.17265021984537576]
[null,0.68100000000000049,0.17303973317900745]
[null,0.68200000000000049,0.17342939004718116]
[null,0.6830000000000005,0.17381918966350163]
[null,0.6840000000000005,0.17420913124312887]
[null,0.6850000000000005,0.17459921400277634]
[null,0.6860000000000005,0.17498943716070836]
[null,0.6870000000000005,0.17537979993673714]
[null,0.6880000000000005,0.17577030155222051]
[null,0.6890000000000005,0.17616094123006021]
[null,0.6900000000000005,0.17655171819469839]
[null,0.6910000000000005,0.17694263167211577]
[null,0.6920000000000005,0.17733368088982915]
[null,0.6930000000000005,0.17772486507688834]
[null,0.69400000000000051,0.17811618346387503]
[null,0.69500000000000051,0.17850763528289892]
[null,0.69600000000000051,0.17889921976759648]
[null,0.69700000000000051,0.1792909361531273]
[null,0.69800000000000051,0.17968278367617296]
[null,0.69900000000000051,0.18007476157493374]
[null,0.70000000000000051,0.18046686908912657]
[null,0.70100000000000051,0.18085910545998218]
[null,0.70200000000000051,0.18125146993024333]
[null,0.70300000000000051,0.18164396174416197]
[null,0.70400000000000051,0.18203658014749713]
[null,0.70500000000000052,0.18242932438751203]
[null,0.70600000000000052,0.18282219371297204]
[null,0.70700000000000052,0.18321518737414266]
[null,0.70800000000000052,0.18360830462278632]
[null,0.70900000000000052,0.18400154471216035]
[null,0.71000000000000052,0.18439490689701477]
[null,0.71100000000000052,0.18478839043358997]
[null,0.71200000000000052,0.1851819945796136]
[null,0.71300000000000052,0.18557571859429933]
[null,0.71400000000000052,0.18596956173834356]
[null,0.71500000000000052,0.18636352327392336]
[null,0.71600000000000052,0.18675760246469419]
[null,0.71700000000000053,0.1871517985757879]
[null,0.71800000000000053,0.18754611087380912]
[null,0.71900000000000053,0.18794053862683424]
[null,0.72000000000000053,0.18833508110440877]
[null,0.72100000000000053,0.1887297375775443]
[null,0.72200000000000053,0.18912450731871699]
[null,0.72300000000000053,0.18951938960186476]
[null,0.72400000000000053,0.189914383702385]
[null,0.72500000000000053,0.19030948889713251]
[null,0.72600000000000053,0.19070470446441701]
[null,0.72700000000000053,0.19110002968400064]
[null,0.72800000000000054,0.19149546383709559]
[null,0.72900000000000054,0.19189100620636257]
[null,0.73000000000000054,0.19228665607590734]
[null,0.73100000000000054,0.19268241273127928]
[null,0.73200000000000054,0.19307827545946854]
[null,0.73300000000000054,0.19347424354890408]
[null,0.73400000000000054,0.19387031628945139]
[null,0.73500000000000054,0.19426649297241005]
[null,0.73600000000000054,0.19466277289051093]
[null,0.73700000000000054,0.19505915533791496]
[null,0.73800000000000054,0.19545563961021006]
[null,0.73900000000000055,0.19585222500440924]
[null,0.74000000000000055,0.19624891081894791]
[null,0.74100000000000055,0.19664569635368201]
[null,0.74200000000000055,0.19704258090988536]
[null,0.74300000000000055,0.19743956379024807]
[null,0.74400000000000055,0.19783664429887349]
[null,0.74500000000000055,0.19823382174127613]
[null,0.74600000000000055,0.19863109542437984]
[null,0.74700000000000055,0.1990284646565148]
[null,0.74800000000000055,0.19942592874741649]
[null,0.74900000000000055,0.19982348700822172]
[null,0.75000000000000056,0.20022113875146785]
[null,0.75100000000000056,0.20061888329109001]
[null,0.75200000000000056,0.20101671994241854]
[null,0.75300000000000056,0.20141464802217757]
[null,0.75400000000000056,0.20181266684848165]
[null,0.75500000000000056,0.20221077574083468]
[null,0.75600000000000056,0.20260897402012679]
[null,0.75700000000000056,0.20300726100863276]
[null,0.75800000000000056,0.20340563603000927]
[null,0.75900000000000056,0.20380409840929292]
[null,0.76000000000000056,0.2042026474728984]
[null,0.76100000000000056,0.20460128254861532]
[null,0.76200000000000057,0.20500000296560683]
[null,0.76300000000000057,0.20539880805440747]
[null,0.76400000000000057,0.20579769714691976]
[null,0.76500000000000057,0.20619666957641392]
[null,0.76600000000000057,0.20659572467752407]
[null,0.76700000000000057,0.20699486178624671]
[null,0.76800000000000057,0.20739408023993833]
[null,0.76900000000000057,0.20779337937731335]
[null,0.77000000000000057,0.2081927585384421]
[null,0.77100000000000057,0.20859221706474829]
[null,0.77200000000000057,0.20899175429900685]
[null,0.77300000000000058,0.2093913695853421]
[null,0.77400000000000058,0.20979106226922517]
[null,0.77500000000000058,0.21019083169747221]
[null,0.77600000000000058,0.21059067721824198]
[null,0.77700000000000058,0.21099059818103361]
[null,0.77800000000000058,0.21139059393668469]
[null,0.77900000000000058,0.211790663837369]
[null,0.78000000000000058,0.21219080723659445]
[null,0.78100000000000058,0.21259102348920056]
[null,0.78200000000000058,0.21299131195135679]
[null,0.78300000000000058,0.21339167198056019]
[null,0.78400000000000059,0.21379210293563333]
[null,0.78500000000000059,0.2141926041767217]
[null,0.78600000000000059,0.21459317506529241]
[null,0.78700000000000059,0.21499381496413161]
[null,0.78800000000000059,0.21539452323734209]
[null,0.78900000000000059,0.21579529925034158]
[null,0.79000000000000059,0.21619614236986051]
[null,0.79100000000000059,0.21659705196393952]
[null,0.79200000000000059,0.21699802740192831]
[null,0.79300000000000059,0.21739906805448261]
[null,0.79400000000000059,0.21780017329356227]
[null,0.7950000000000006,0.21820134249242928]
[null,0.7960000000000006,0.21860257502564551]
[null,0.7970000000000006,0.21900387026907109]
[null,0.7980000000000006,0.21940522759986181]
[null,0.7990000000000006,0.21980664639646674]
[null,0.8000000000000006,0.22020812603862727]
[null,0.8010000000000006,0.22060966590737385]
[null,0.8020000000000006,0.22101126538502458]
[null,0.8030000000000006,0.22141292385518274]
[null,0.8040000000000006,0.22181464070273493]
[null,0.8050000000000006,0.22221641531384917]
[null,0.8060000000000006,0.22261824707597222]
[null,0.80700000000000061,0.2230201353778285]
[null,0.80800000000000061,0.22342207960941673]
[null,0.80900000000000061,0.22382407916200886]
[null,0.81000000000000061,0.22422613342814812]
[null,0.81100000000000061,0.22462824180164565]
[null,0.81200000000000061,0.22503040367758009]
[null,0.81300000000000061,0.22543261845229445]
[null,0.81400000000000061,0.22583488552339448]
[null,0.81500000000000061,0.22623720428974659]
[null,0.81600000000000061,0.22663957415147562]
[null,0.81700000000000061,0.22704199450996287]
[null,0.81800000000000062,0.22744446476784419]
[null,0.81900000000000062,0.2278469843290083]
[null,0.82000000000000062,0.2282495525985937]
[null,0.82100000000000062,0.22865216898298746]
[null,0.82200000000000062,0.22905483288982298]
[null,0.82300000000000062,0.22945754372797833]
[null,0.82400000000000062,0.22986030090757359]
[null,0.82500000000000062,0.23026310383996906]
[null,0.82600000000000062,0.23066595193776362]
[null,0.82700000000000062,0.23106884461479205]
[null,0.82800000000000062,0.231471781286124]
[null,0.82900000000000063,0.23187476136806051]
[null,0.83000000000000063,0.23227778427813373]
[null,0.83100000000000063,0.23268084943510325]
[null,0.83200000000000063,0.23308395625895573]
[null,0.83300000000000063,0.23348710417090168]
[null,0.83400000000000063,0.23389029259337391]
[null,0.83500000000000063,0.23429352095002531]
[null,0.83600000000000063,0.23469678866572752]
[null,0.83700000000000063,0.23510009516656838]
[null,0.83800000000000063,0.23550343987984979]
[null,0.83900000000000063,0.2359068222340861]
[null,0.84000000000000064,0.23631024165900238]
[null,0.84100000000000064,0.23671369758553173]
[null,0.84200000000000064,0.23711718944581384]
[null,0.84300000000000064,0.23752071667319297]
[null,0.84400000000000064,0.23792427870221577]
[null,0.84500000000000064,0.23832787496862962]
[null,0.84600000000000064,0.23873150490938044]
[null,0.84700000000000064,0.23913516796261058]
[null,0.84800000000000064,0.23953886356765752]
[null,0.84900000000000064,0.23994259116505101]
[null,0.85000000000000064,0.24034635019651229]
[null,0.85100000000000064,0.24075014010495066]
[null,0.85200000000000065,0.2411539603344629]
[null,0.85300000000000065,0.24155781033033052]
[null,0.85400000000000065,0.24196168953901842]
[null,0.85500000000000065,0.24236559740817232]
[null,0.85600000000000065,0.24276953338661722]
[null,0.85700000000000065,0.24317349692435541]
[null,0.85800000000000065,0.24357748747256447]
[null,0.85900000000000065,0.24398150448359568]
[null,0.86000000000000065,0.24438554741097152]
[null,0.86100000000000065,0.24478961570938418]
[null,0.86200000000000065,0.24519370883469349]
[null,0.86300000000000066,0.24559782624392523]
[null,0.86400000000000066,0.24600196739526914]
[null,0.86500000000000066,0.24640613174807646]
[null,0.86600000000000066,0.24681031876285886]
[null,0.86700000000000066,0.24721452790128617]
[null,0.86800000000000066,0.24761875862618477]
[null,0.86900000000000066,0.24802301040153474]
[null,0.87000000000000066,0.24842728269246928]
[null,0.87100000000000066,0.24883157496527175]
[null,0.87200000000000066,0.24923588668737462]
[null,0.87300000000000066,0.24964021732735708]
[null,0.87400000000000067,0.25004456635494332]
[null,0.87500000000000067,0.25044893324100059]
[null,0.87600000000000067,0.25085331745753725]
[null,0.87700000000000067,0.25125771847770129]
[null,0.87800000000000067,0.25166213577577801]
[null,0.87900000000000067,0.25206656882718836]
[null,0.88000000000000067,0.25247101710848696]
[null,0.88100000000000067,0.25287548009736061]
[null,0.88200000000000067,0.25327995727262598]
[null,0.88300000000000067,0.25368444811422775]
[null,0.88400000000000067,0.25408895210323734]
[null,0.88500000000000068,0.2544934687218503]
[null,0.88600000000000068,0.25489799745338526]
[null,0.88700000000000068,0.25530253778228118]
[null,0.88800000000000068,0.25570708919409624]
[null,0.88900000000000068,0.25611165117550583]
[null,0.89000000000000068,0.25651622321430023]
[null,0.89100000000000068,0.25692080479938395]
[null,0.89200000000000068,0.25732539542077237]
[null,0.89300000000000068,0.257729994569591]
[null,0.89400000000000068,0.25813460173807334]
[null,0.89500000000000068,0.25853921641955924]
[null,0.89600000000000068,0.25894383810849253]
[null,0.89700000000000069,0.25934846630041952]
[null,0.89800000000000069,0.25975310049198774]
[null,0.89900000000000069,0.26015774018094329]
[null,0.90000000000000069,0.26056238486612937]
[null,0.90100000000000069,0.26096703404748467]
[null,0.90200000000000069,0.26137168722604087]
[null,0.90300000000000069,0.2617763439039219]
[null,0.90400000000000069,0.2621810035843416]
[null,0.90500000000000069,0.26258566577160136]
[null,0.90600000000000069,0.26299032997108929]
[null,0.90700000000000069,0.26339499568927804]
[null,0.9080000000000007,0.26379966243372277]
[null,0.9090000000000007,0.26420432971305996]
[null,0.9100000000000007,0.26460899703700447]
[null,0.9110000000000007,0.26501366391634962]
[null,0.9120000000000007,0.26541832986296354]
[null,0.9130000000000007,0.26582299438978862]
[null,0.9140000000000007,0.26622765701083884]
[null,0.9150000000000007,0.26663231724119885]
[null,0.9160000000000007,0.26703697459702214]
[null,0.9170000000000007,0.267441628595528]
[null,0.9180000000000007,0.267846278755002]
[null,0.91900000000000071,0.26825092459479172]
[null,0.92000000000000071,0.26865556563530724]
[null,0.92100000000000071,0.26906020139801756]
[null,0.92200000000000071,0.26946483140545019]
[null,0.92300000000000071,0.26986945518118843]
[null,0.92400000000000071,0.27027407224987099]
[null,0.92500000000000071,0.27067868213718838]
[null,0.92600000000000071,0.27108328436988227]
[null,0.92700000000000071,0.27148787847574407]
[null,0.92800000000000071,0.27189246398361255]
[null,0.92900000000000071,0.27229704042337199]
[null,0.93000000000000071,0.27270160732595095]
[null,0.93100000000000072,0.27310616422332057]
[null,0.93200000000000072,0.27351071064849186]
[null,0.93300000000000072,0.27391524613551588]
[null,0.93400000000000072,0.27431977021947995]
[null,0.93500000000000072,0.27472428243650715]
[null,0.93600000000000072,0.27512878232375448]
[null,0.93700000000000072,0.2755332694194107]
[null,0.93800000000000072,0.27593774326269516]
[null,0.93900000000000072,0.27634220339385551]
[null,0.94000000000000072,0.27674664935416649]
[null,0.94100000000000072,0.27715108068592798]
[null,0.94200000000000073,0.27755549693246384]
[null,0.94300000000000073,0.27795989763811879]
[null,0.94400000000000073,0.27836428234825894]
[null,0.94500000000000073,0.2787686506092677]
[null,0.94600000000000073,0.27917300196854566]
[null,0.94700000000000073,0.27957733597450873]
[null,0.94800000000000073,0.27998165217658555]
[null,0.94900000000000073,0.28038595012521694]
[null,0.95000000000000073,0.28079022937185349]
[null,0.95100000000000073,0.28119448946895453]
[null,0.95200000000000073,0.28159872996998558]
[null,0.95300000000000074,0.28200295042941725]
[null,0.95400000000000074,0.28240715040272357]
[null,0.95500000000000074,0.28281132944638021]
[null,0.95600000000000074,0.2832154871178626]
[null,0.95700000000000074,0.2836196229756448]
[null,0.95800000000000074,0.28402373657919733]
[null,0.95900000000000074,0.28442782748898543]
[null,0.96000000000000074,0.28483189526646857]
[null,0.96100000000000074,0.28523593947409687]
[null,0.96200000000000074,0.28563995967531131]
[null,0.96300000000000074,0.28604395543454075]
[null,0.96400000000000075,0.28644792631720095]
[null,0.96500000000000075,0.28685187188969286]
[null,0.96600000000000075,0.28725579171940063]
[null,0.96700000000000075,0.28765968537469067]
[null,0.96800000000000075,0.28806355242490889]
[null,0.96900000000000075,0.28846739244038055]
[null,0.97000000000000075,0.28887120499240726]
[null,0.97100000000000075,0.28927498965326648]
[null,0.97200000000000075,0.2896787459962088]
[null,0.97300000000000075,0.2900824735954568]
[null,0.97400000000000075,0.29048617202620397]
[null,0.97500000000000075,0.29088984086461234]
[null,0.97600000000000076,0.29129347968781116]
[null,0.97700000000000076,0.29169708807389483]
[null,0.97800000000000076,0.29210066560192272]
[null,0.97900000000000076,0.29250421185191544]
[null,0.98000000000000076,0.29290772640485507]
[null,0.98100000000000076,0.2933112088426828]
[null,0.98200000000000076,0.29371465874829683]
[null,0.98300000000000076,0.29411807570555182]
[null,0.98400000000000076,0.29452145929925644]
[null,0.98500000000000076,0.29492480911517216]
[null,0.98600000000000076,0.29532812474001191]
[null,0.98700000000000077,0.29573140576143775]
[null,0.98800000000000077,0.29613465176805975]
[null,0.98900000000000077,0.29653786234943513]
[null,0.99000000000000077,0.29694103709606468]
[null,0.99100000000000077,0.2973441755993933]
[null,0.99200000000000077,0.29774727745180718]
[null,0.99300000000000077,0.29815034224663262]
[null,0.99400000000000077,0.2985533695781345]
[null,0.99500000000000077,0.2989563590415143]
[null,0.99600000000000077,0.29935931023290951]
[null,0.99700000000000077,0.29976222274939057]
[null,0.99800000000000078,0.30016509618896103]
[null,0.99900000000000078,0.30056793015055427]
[null,1.0000000000000007,0.30097072423403326]
[null,1.0010000000000006,0.30137347804018821]
[null,1.0020000000000004,0.30177619117073529]
[null,1.0030000000000003,0.30217886322831589]
[null,1.0040000000000002,0.30258149381649313]
[null,1.0050000000000001,0.30298408253975195]
[null,1.006,0.30338662900349711]
[null,1.0069999999999999,0.30378913281405184]
[null,1.0079999999999998,0.30419159357865555]
[null,1.0089999999999997,0.30459401090546301]
[null,1.0099999999999996,0.30499638440354271]
[null,1.0109999999999995,0.30539871368287541]
[null,1.0119999999999993,0.30580099835435182]
[null,1.0129999999999992,0.30620323802977201]
[null,1.0139999999999991,0.30660543232184356]
[null,1.014999999999999,0.30700758084418012]
[null,1.0159999999999989,0.30740968321129958]
[null,1.0169999999999988,0.30781173903862258]
[null,1.0179999999999987,0.30821374794247158]
[null,1.0189999999999986,0.30861570954006867]
[null,1.0199999999999985,0.30901762344953443]
[null,1.0209999999999984,0.30941948928988583]
[null,1.0219999999999982,0.30982130668103591]
[null,1.0229999999999981,0.31022307524379134]
[null,1.023999999999998,0.3106247945998506]
[null,1.0249999999999979,0.31102646437180326]
[null,1.0259999999999978,0.31142808418312862]
[null,1.0269999999999977,0.3118296536581936]
[null,1.0279999999999976,0.31223117242225085]
[null,1.0289999999999975,0.31263264010143865]
[null,1.0299999999999974,0.31303405632277814]
[null,1.0309999999999973,0.31343542071417285]
[null,1.0319999999999971,0.31383673290440584]
[null,1.032999999999997,0.31423799252313955]
[null,1.0339999999999969,0.31463919920091399]
[null,1.0349999999999968,0.31504035256914453]
[null,1.0359999999999967,0.31544145226012155]
[null,1.0369999999999966,0.3158424979070078]
[null,1.0379999999999965,0.31624348914383804]
[null,1.0389999999999964,0.31664442560551675]
[null,1.0399999999999963,0.31704530692781707]
[null,1.0409999999999962,0.31744613274737876]
[null,1.041999999999996,0.3178469027017079]
[null,1.0429999999999959,0.31824761642917443]
[null,1.0439999999999958,0.3186482735690106]
[null,1.0449999999999957,0.31904887376131019]
[null,1.0459999999999956,0.31944941664702664]
[null,1.0469999999999955,0.31984990186797191]
[null,1.0479999999999954,0.32025032906681472]
[null,1.0489999999999953,0.32065069788707878]
[null,1.0499999999999952,0.32105100797314223]
[null,1.050999999999995,0.32145125897023574]
[null,1.0519999999999949,0.32185145052444064]
[null,1.0529999999999948,0.3222515822826878]
[null,1.0539999999999947,0.32265165389275707]
[null,1.0549999999999946,0.32305166500327409]
[null,1.0559999999999945,0.32345161526371058]
[null,1.0569999999999944,0.32385150432438137]
[null,1.0579999999999943,0.32425133183644417]
[null,1.0589999999999942,0.32465109745189791]
[null,1.0599999999999941,0.32505080082358051]
[null,1.0609999999999939,0.32545044160516834]
[null,1.0619999999999938,0.32585001945117453]
[null,1.0629999999999937,0.32624953401694756]
[null,1.0639999999999936,0.32664898495866979]
[null,1.0649999999999935,0.32704837193335556]
[null,1.0659999999999934,0.32744769459885092]
[null,1.0669999999999933,0.32784695261383145]
[null,1.0679999999999932,0.32824614563780086]
[null,1.0689999999999931,0.32864527333108917]
[null,1.069999999999993,0.32904433535485256]
[null,1.0709999999999928,0.32944333137107107]
[null,1.0719999999999927,0.3298422610425471]
[null,1.0729999999999926,0.33024112403290429]
[null,1.0739999999999925,0.33063992000658626]
[null,1.0749999999999924,0.33103864862885513]
[null,1.0759999999999923,0.33143730956578976]
[null,1.0769999999999922,0.33183590248428452]
[null,1.0779999999999921,0.33223442705204831]
[null,1.078999999999992,0.33263288293760329]
[null,1.0799999999999919,0.33303126981028219]
[null,1.0809999999999917,0.33342958734022821]
[null,1.0819999999999916,0.33382783519839321]
[null,1.0829999999999915,0.33422601305653699]
[null,1.0839999999999914,0.33462412058722435]
[null,1.0849999999999913,0.33502215746382491]
[null,1.0859999999999912,0.33542012336051186]
[null,1.0869999999999911,0.33581801795226018]
[null,1.087999999999991,0.33621584091484469]
[null,1.0889999999999909,0.33661359192483975]
[null,1.0899999999999908,0.33701127065961767]
[null,1.0909999999999906,0.33740887679734677]
[null,1.0919999999999905,0.33780641001699052]
[null,1.0929999999999904,0.33820386999830554]
[null,1.0939999999999903,0.33860125642184147]
[null,1.0949999999999902,0.33899856896893876]
[null,1.0959999999999901,0.33939580732172703]
[null,1.09699999999999,0.33979297116312412]
[null,1.0979999999999899,0.34019006017683506]
[null,1.0989999999999898,0.34058707404735045]
[null,1.0999999999999897,0.34098401245994481]
[null,1.1009999999999895,0.34138087510067561]
[null,1.1019999999999894,0.34177766165638168]
[null,1.1029999999999893,0.34217437181468235]
[null,1.1039999999999892,0.34257100526397544]
[null,1.1049999999999891,0.34296756169343623]
[null,1.105999999999989,0.34336404079301663]
[null,1.1069999999999889,0.34376044225344282]
[null,1.1079999999999888,0.34415676576621479]
[null,1.1089999999999887,0.34455301102360447]
[null,1.1099999999999886,0.34494917771865474]
[null,1.1109999999999884,0.34534526554517841]
[null,1.1119999999999883,0.34574127419775558]
[null,1.1129999999999882,0.34613720337173404]
[null,1.1139999999999881,0.34653305276322688]
[null,1.114999999999988,0.34692882206911124]
[null,1.1159999999999879,0.34732451098702755]
[null,1.1169999999999878,0.34772011921537749]
[null,1.1179999999999877,0.34811564645332338]
[null,1.1189999999999876,0.34851109240078648]
[null,1.1199999999999875,0.34890645675844545]
[null,1.1209999999999873,0.34930173922773566]
[null,1.1219999999999872,0.34969693951084757]
[null,1.1229999999999871,0.35009205731072524]
[null,1.123999999999987,0.35048709233106556]
[null,1.1249999999999869,0.35088204427631609]
[null,1.1259999999999868,0.35127691285167484]
[null,1.1269999999999867,0.35167169776308826]
[null,1.1279999999999866,0.3520663987172501]
[null,1.1289999999999865,0.35246101542159991]
[null,1.1299999999999863,0.35285554758432236]
[null,1.1309999999999862,0.35324999491434561]
[null,1.1319999999999861,0.35364435712133968]
[null,1.132999999999986,0.35403863391571555]
[null,1.1339999999999859,0.35443282500862416]
[null,1.1349999999999858,0.35482693011195476]
[null,1.1359999999999857,0.35522094893833323]
[null,1.1369999999999856,0.35561488120112161]
[null,1.1379999999999855,0.3560087266144164]
[null,1.1389999999999854,0.3564024848930476]
[null,1.1399999999999852,0.35679615575257684]
[null,1.1409999999999851,0.35718973890929639]
[null,1.141999999999985,0.35758323408022863]
[null,1.1429999999999849,0.35797664098312376]
[null,1.1439999999999848,0.35836995933645877]
[null,1.1449999999999847,0.35876318885943659]
[null,1.1459999999999846,0.35915632927198438]
[null,1.1469999999999845,0.35954938029475292]
[null,1.1479999999999844,0.35994234164911454]
[null,1.1489999999999843,0.3603352130571621]
[null,1.1499999999999841,0.36072799424170843]
[null,1.150999999999984,0.36112068492628424]
[null,1.1519999999999839,0.36151328483513723]
[null,1.1529999999999838,0.36190579369323062]
[null,1.1539999999999837,0.36229821122624239]
[null,1.1549999999999836,0.36269053716056376]
[null,1.1559999999999835,0.3630827712232978]
[null,1.1569999999999834,0.36347491314225799]
[null,1.1579999999999833,0.36386696264596807]
[null,1.1589999999999832,0.36425891946365974]
[null,1.159999999999983,0.36465078332527134]
[null,1.1609999999999829,0.3650425539614478]
[null,1.1619999999999828,0.3654342311035379]
[null,1.1629999999999827,0.36582581448359452]
[null,1.1639999999999826,0.36621730383437234]
[null,1.1649999999999825,0.36660869888932679]
[null,1.1659999999999824,0.3669999993826133]
[null,1.1669999999999823,0.36739120504908596]
[null,1.1679999999999822,0.36778231562429597]
[null,1.1689999999999821,0.36817333084449022]
[null,1.1699999999999819,0.36856425044661101]
[null,1.1709999999999818,0.36895507416829454]
[null,1.1719999999999817,0.36934580174786857]
[null,1.1729999999999816,0.36973643292435265]
[null,1.1739999999999815,0.37012696743745643]
[null,1.1749999999999814,0.37051740502757846]
[null,1.1759999999999813,0.37090774543580463]
[null,1.1769999999999812,0.37129798840390726]
[null,1.1779999999999811,0.37168813367434428]
[null,1.178999999999981,0.37207818099025747]
[null,1.1799999999999808,0.37246813009547153]
[null,1.1809999999999807,0.37285798073449239]
[null,1.1819999999999806,0.3732477326525071]
[null,1.1829999999999805,0.37363738559538207]
[null,1.1839999999999804,0.37402693930966113]
[null,1.1849999999999803,0.37441639354256528]
[null,1.1859999999999802,0.37480574804199163]
[null,1.1869999999999801,0.37519500255651173]
[null,1.18799999999998,0.37558415683537016]
[null,1.1889999999999799,0.37597321062848399]
[null,1.1899999999999797,0.37636216368644104]
[null,1.1909999999999796,0.37675101576049974]
[null,1.1919999999999795,0.3771397666025863]
[null,1.1929999999999794,0.37752841596529485]
[null,1.1939999999999793,0.37791696360188598]
[null,1.1949999999999792,0.37830540926628553]
[null,1.1959999999999791,0.3786937527130827]
[null,1.196999999999979,0.37908199369753026]
[null,1.1979999999999789,0.37947013197554236]
[null,1.1989999999999787,0.37985816730369382]
[null,1.1999999999999786,0.38024609943921883]
[null,1.2009999999999785,0.38063392814000974]
[null,1.2019999999999784,0.38102165316461567]
[null,1.2029999999999783,0.38140927427224247]
[null,1.2039999999999782,0.3817967912227499]
[null,1.2049999999999781,0.38218420377665163]
[null,1.205999999999978,0.38257151169511416]
[null,1.2069999999999779,0.3829587147399548]
[null,1.2079999999999778,0.38334581267364154]
[null,1.2089999999999776,0.38373280525929077]
[null,1.2099999999999775,0.38411969226066722]
[null,1.2109999999999774,0.38450647344218258]
[null,1.2119999999999773,0.38489314856889356]
[null,1.2129999999999772,0.38527971740650191]
[null,1.2139999999999771,0.38566617972135231]
[null,1.214999999999977,0.38605253528043215]
[null,1.2159999999999769,0.38643878385136965]
[null,1.2169999999999768,0.38682492520243272]
[null,1.2179999999999767,0.38721095910252845]
[null,1.2189999999999765,0.38759688532120185]
[null,1.2199999999999764,0.38798270362863418]
[null,1.2209999999999763,0.38836841379564202]
[null,1.2219999999999762,0.38875401559367673]
[null,1.2229999999999761,0.38913950879482273]
[null,1.223999999999976,0.3895248931717965]
[null,1.2249999999999759,0.38991016849794558]
[null,1.2259999999999758,0.39029533454724741]
[null,1.2269999999999757,0.39068039109430841]
[null,1.2279999999999756,0.39106533791436204]
[null,1.2289999999999754,0.39145017478326904]
[null,1.2299999999999753,0.39183490147751532]
[null,1.2309999999999752,0.39221951777421105]
[null,1.2319999999999751,0.39260402345108991]
[null,1.232999999999975,0.39298841828650732]
[null,1.2339999999999749,0.39337270205944019]
[null,1.2349999999999748,0.39375687454948527]
[null,1.2359999999999747,0.39414093553685792]
[null,1.2369999999999746,0.39452488480239145]
[null,1.2379999999999745,0.39490872212753592]
[null,1.2389999999999743,0.39529244729435697]
[null,1.2399999999999742,0.39567606008553458]
[null,1.2409999999999741,0.39605956028436196]
[null,1.241999999999974,0.39644294767474508]
[null,1.2429999999999739,0.3968262220412011]
[null,1.2439999999999738,0.39720938316885701]
[null,1.2449999999999737,0.39759243084344886]
[null,1.2459999999999736,0.39797536485132112]
[null,1.2469999999999735,0.39835818497942488]
[null,1.2479999999999734,0.39874089101531696]
[null,1.2489999999999732,0.39912348274715903]
[null,1.2499999999999731,0.39950595996371674]
[null,1.250999999999973,0.39988832245435812]
[null,1.2519999999999729,0.40027057000905253]
[null,1.2529999999999728,0.40065270241836992]
[null,1.2539999999999727,0.40103471947348002]
[null,1.2549999999999726,0.40141662096615049]
[null,1.2559999999999725,0.40179840668874656]
[null,1.2569999999999724,0.40218007643422926]
[null,1.2579999999999723,0.40256162999615541]
[null,1.2589999999999721,0.40294306716867545]
[null,1.259999999999972,0.40332438774653279]
[null,1.2609999999999719,0.40370559152506336]
[null,1.2619999999999718,0.40408667830019362]
[null,1.2629999999999717,0.40446764786844003]
[null,1.2639999999999716,0.40484850002690775]
[null,1.2649999999999715,0.40522923457328996]
[null,1.2659999999999714,0.40560985130586624]
[null,1.2669999999999713,0.40599035002350259]
[null,1.2679999999999712,0.40637073052564876]
[null,1.268999999999971,0.40675099261233849]
[null,1.2699999999999709,0.40713113608418827]
[null,1.2709999999999708,0.40751116074239591]
[null,1.2719999999999707,0.40789106638873995]
[null,1.2729999999999706,0.40827085282557773]
[null,1.2739999999999705,0.40865051985584588]
[null,1.2749999999999704,0.4090300672830578]
[null,1.2759999999999703,0.40940949491130363]
[null,1.2769999999999702,0.40978880254524841]
[null,1.27799999999997,0.41016798999013193]
[null,1.2789999999999699,0.41054705705176697]
[null,1.2799999999999698,0.41092600353653874]
[null,1.2809999999999697,0.41130482925140333]
[null,1.2819999999999696,0.41168353400388735]
[null,1.2829999999999695,0.41206211760208677]
[null,1.2839999999999694,0.4124405798546652]
[null,1.2849999999999693,0.41281892057085356]
[null,1.2859999999999692,0.41319713956044912]
[null,1.2869999999999691,0.41357523663381424]
[null,1.2879999999999689,0.41395321160187526]
[null,1.2889999999999688,0.41433106427612132]
[null,1.2899999999999687,0.4147087944686042]
[null,1.2909999999999686,0.41508640199193658]
[null,1.2919999999999685,0.4154638866592909]
[null,1.2929999999999684,0.41584124828439883]
[null,1.2939999999999683,0.41621848668155037]
[null,1.2949999999999682,0.4165956016655924]
[null,1.2959999999999681,0.41697259305192758]
[null,1.296999999999968,0.4173494606565139]
[null,1.2979999999999678,0.41772620429586338]
[null,1.2989999999999677,0.41810282378704111]
[null,1.2999999999999676,0.41847931894766432]
[null,1.3009999999999675,0.41885568959590114]
[null,1.3019999999999674,0.41923193555046967]
[null,1.3029999999999673,0.4196080566306376]
[null,1.3039999999999672,0.41998405265622041]
[null,1.3049999999999671,0.42035992344758055]
[null,1.305999999999967,0.42073566882562663]
[null,1.3069999999999669,0.42111128861181302]
[null,1.3079999999999667,0.42148678262813744]
[null,1.3089999999999666,0.42186215069714117]
[null,1.3099999999999665,0.42223739264190785]
[null,1.3109999999999664,0.42261250828606201]
[null,1.3119999999999663,0.42298749745376873]
[null,1.3129999999999662,0.42336235996973204]
[null,1.3139999999999661,0.4237370956591946]
[null,1.314999999999966,0.42411170434793655]
[null,1.3159999999999659,0.42448618586227371]
[null,1.3169999999999658,0.42486054002905782]
[null,1.3179999999999656,0.42523476667567517]
[null,1.3189999999999655,0.42560886563004507]
[null,1.3199999999999654,0.42598283672061965]
[null,1.3209999999999653,0.42635667977638225]
[null,1.3219999999999652,0.42673039462684736]
[null,1.3229999999999651,0.42710398110205849]
[null,1.323999999999965,0.42747743903258828]
[null,1.3249999999999649,0.42785076824953649]
[null,1.3259999999999648,0.42822396858453016]
[null,1.3269999999999647,0.42859703986972209]
[null,1.3279999999999645,0.42896998193778946]
[null,1.3289999999999644,0.42934279462193381]
[null,1.3299999999999643,0.42971547775587926]
[null,1.3309999999999642,0.43008803117387251]
[null,1.3319999999999641,0.4304604547106804]
[null,1.332999999999964,0.43083274820159057]
[null,1.3339999999999639,0.43120491148240969]
[null,1.3349999999999638,0.43157694438946248]
[null,1.3359999999999637,0.43194884675959089]
[null,1.3369999999999636,0.43232061843015324]
[null,1.3379999999999634,0.43269225923902355]
[null,1.3389999999999633,0.43306376902458998]
[null,1.3399999999999632,0.43343514762575419]
[null,1.3409999999999631,0.4338063948819304]
[null,1.341999999999963,0.43417751063304488]
[null,1.3429999999999629,0.43454849471953416]
[null,1.3439999999999628,0.43491934698234491]
[null,1.3449999999999627,0.43529006726293218]
[null,1.3459999999999626,0.43566065540325949]
[null,1.3469999999999624,0.43603111124579719]
[null,1.3479999999999623,0.43640143463352177]
[null,1.3489999999999622,0.43677162540991432]
[null,1.3499999999999621,0.43714168341896109]
[null,1.350999999999962,0.43751160850515114]
[null,1.3519999999999619,0.43788140051347602]
[null,1.3529999999999618,0.43825105928942854]
[null,1.3539999999999617,0.43862058467900256]
[null,1.3549999999999616,0.43898997652869143]
[null,1.3559999999999615,0.43935923468548699]
[null,1.3569999999999613,0.43972835899687912]
[null,1.3579999999999612,0.44009734931085454]
[null,1.3589999999999611,0.44046620547589643]
[null,1.359999999999961,0.44083492734098229]
[null,1.3609999999999609,0.44120351475558439]
[null,1.3619999999999608,0.44157196756966821]
[null,1.3629999999999607,0.4419402856336917]
[null,1.3639999999999606,0.44230846879860397]
[null,1.3649999999999605,0.44267651691584498]
[null,1.3659999999999604,0.44304442983734449]
[null,1.3669999999999602,0.4434122074155209]
[null,1.3679999999999601,0.44377984950328064]
[null,1.36899999999996,0.44414735595401689]
[null,1.3699999999999599,0.44451472662160907]
[null,1.3709999999999598,0.44488196136042224]
[null,1.3719999999999597,0.44524906002530529]
[null,1.3729999999999596,0.44561602247159049]
[null,1.3739999999999595,0.44598284855509318]
[null,1.3749999999999594,0.44634953813211009]
[null,1.3759999999999593,0.44671609105941867]
[null,1.3769999999999591,0.44708250719427622]
[null,1.377999999999959,0.44744878639441932]
[null,1.3789999999999589,0.44781492851806282]
[null,1.3799999999999588,0.4481809334238982]
[null,1.3809999999999587,0.44854680097109378]
[null,1.3819999999999586,0.44891253101929351]
[null,1.3829999999999585,0.44927812342861573]
[null,1.3839999999999584,0.44964357805965272]
[null,1.3849999999999583,0.45000889477346917]
[null,1.3859999999999582,0.45037407343160241]
[null,1.386999999999958,0.45073911389606081]
[null,1.3879999999999579,0.4511040160293226]
[null,1.3889999999999578,0.45146877969433563]
[null,1.3899999999999577,0.45183340475451661]
[null,1.3909999999999576,0.45219789107374952]
[null,1.3919999999999575,0.45256223851638544]
[null,1.3929999999999574,0.45292644694724116]
[null,1.3939999999999573,0.45329051623159855]
[null,1.3949999999999572,0.45365444623520423]
[null,1.3959999999999571,0.45401823682426756]
[null,1.3969999999999569,0.45438188786546063]
[null,1.3979999999999568,0.45474539922591739]
[null,1.3989999999999567,0.45510877077323242]
[null,1.3999999999999566,0.45547200237546026]
[null,1.4009999999999565,0.45583509390111465]
[null,1.4019999999999564,0.4561980452191674]
[null,1.4029999999999563,0.45656085619904807]
[null,1.4039999999999562,0.45692352671064251]
[null,1.4049999999999561,0.45728605662429211]
[null,1.405999999999956,0.45764844581079367]
[null,1.4069999999999558,0.45801069414139772]
[null,1.4079999999999557,0.45837280148780779]
[null,1.4089999999999556,0.45873476772218003]
[null,1.4099999999999555,0.45909659271712189]
[null,1.4109999999999554,0.45945827634569192]
[null,1.4119999999999553,0.45981981848139797]
[null,1.4129999999999552,0.46018121899819708]
[null,1.4139999999999551,0.4605424777704944]
[null,1.414999999999955,0.46090359467314268]
[null,1.4159999999999549,0.46126456958144091]
[null,1.4169999999999547,0.4616254023711337]
[null,1.4179999999999546,0.46198609291841053]
[null,1.4189999999999545,0.4623466410999052]
[null,1.4199999999999544,0.46270704679269437]
[null,1.4209999999999543,0.4630673098742969]
[null,1.4219999999999542,0.46342743022267352]
[null,1.4229999999999541,0.46378740771622573]
[null,1.423999999999954,0.46414724223379455]
[null,1.4249999999999539,0.46450693365466034]
[null,1.4259999999999537,0.46486648185854151]
[null,1.4269999999999536,0.46522588672559428]
[null,1.4279999999999535,0.46558514813641105]
[null,1.4289999999999534,0.46594426597202021]
[null,1.4299999999999533,0.46630324011388502]
[null,1.4309999999999532,0.46666207044390318]
[null,1.4319999999999531,0.46702075684440558]
[null,1.432999999999953,0.46737929919815557]
[null,1.4339999999999529,0.46773769738834825]
[null,1.4349999999999528,0.46809595129860992]
[null,1.4359999999999526,0.46845406081299679]
[null,1.4369999999999525,0.46881202581599424]
[null,1.4379999999999524,0.46916984619251656]
[null,1.4389999999999523,0.46952752182790558]
[null,1.4399999999999522,0.46988505260793001]
[null,1.4409999999999521,0.47024243841878444]
[null,1.441999999999952,0.47059967914708911]
[null,1.4429999999999519,0.47095677467988895]
[null,1.4439999999999518,0.47131372490465218]
[null,1.4449999999999517,0.47167052970927004]
[null,1.4459999999999515,0.47202718898205598]
[null,1.4469999999999514,0.47238370261174489]
[null,1.4479999999999513,0.47274007048749223]
[null,1.4489999999999512,0.47309629249887275]
[null,1.4499999999999511,0.47345236853588069]
[null,1.450999999999951,0.47380829848892847]
[null,1.4519999999999509,0.47416408224884554]
[null,1.4529999999999508,0.47451971970687812]
[null,1.4539999999999507,0.47487521075468841]
[null,1.4549999999999506,0.47523055528435354]
[null,1.4559999999999504,0.47558575318836482]
[null,1.4569999999999503,0.47594080435962705]
[null,1.4579999999999502,0.47629570869145788]
[null,1.4589999999999501,0.47665046607758699]
[null,1.45999999999995,0.47700507641215473]
[null,1.4609999999999499,0.47735953958971222]
[null,1.4619999999999498,0.47771385550522005]
[null,1.4629999999999497,0.47806802405404769]
[null,1.4639999999999496,0.47842204513197262]
[null,1.4649999999999495,0.47877591863517954]
[null,1.4659999999999493,0.47912964446025963]
[null,1.4669999999999492,0.47948322250421038]
[null,1.4679999999999491,0.47983665266443321]
[null,1.468999999999949,0.48018993483873462]
[null,1.4699999999999489,0.48054306892532417]
[null,1.4709999999999488,0.48089605482281417]
[null,1.4719999999999487,0.48124889243021907]
[null,1.4729999999999486,0.48160158164695399]
[null,1.4739999999999485,0.48195412237283497]
[null,1.4749999999999484,0.48230651450807738]
[null,1.4759999999999482,0.48265875795329549]
[null,1.4769999999999481,0.48301085260950183]
[null,1.477999999999948,0.48336279837810614]
[null,1.4789999999999479,0.48371459516091497]
[null,1.4799999999999478,0.48406624286013067]
[null,1.4809999999999477,0.48441774137835036]
[null,1.4819999999999476,0.48476909061856599]
[null,1.4829999999999475,0.48512029048416316]
[null,1.4839999999999474,0.48547134087891985]
[null,1.4849999999999473,0.4858222417070065]
[null,1.4859999999999471,0.48617299287298477]
[null,1.486999999999947,0.48652359428180714]
[null,1.4879999999999469,0.48687404583881577]
[null,1.4889999999999468,0.48722434744974208]
[null,1.4899999999999467,0.48757449902070593]
[null,1.4909999999999466,0.48792450045821467]
[null,1.4919999999999465,0.48827435166916267]
[null,1.4929999999999464,0.4886240525608303]
[null,1.4939999999999463,0.48897360304088389]
[null,1.4949999999999461,0.48932300301737386]
[null,1.495999999999946,0.48967225239873513]
[null,1.4969999999999459,0.49002135109378531]
[null,1.4979999999999458,0.49037029901172491]
[null,1.4989999999999457,0.49071909606213637]
[null,1.4999999999999456,0.49106774215498272]
[null,1.5009999999999455,0.49141623720060756]
[null,1.5019999999999454,0.49176458110973398]
[null,1.5029999999999453,0.49211277379346419]
[null,1.5039999999999452,0.49246081516327822]
[null,1.504999999999945,0.49280870513103381]
[null,1.5059999999999449,0.49315644360896504]
[null,1.5069999999999448,0.49350403050968228]
[null,1.5079999999999447,0.49385146574617111]
[null,1.5089999999999446,0.49419874923179163]
[null,1.5099999999999445,0.4945458808802774]
[null,1.5109999999999444,0.49489286060573556]
[null,1.5119999999999443,0.49523968832264564]
[null,1.5129999999999442,0.49558636394585831]
[null,1.5139999999999441,0.49593288739059582]
[null,1.5149999999999439,0.49627925857245014]
[null,1.5159999999999438,0.49662547740738316]
[null,1.5169999999999437,0.49697154381172548]
[null,1.5179999999999436,0.4973174577021755]
[null,1.5189999999999435,0.49766321899579946]
[null,1.5199999999999434,0.49800882761003018]
[null,1.5209999999999433,0.4983542834626663]
[null,1.5219999999999432,0.49869958647187174]
[null,1.5229999999999431,0.49904473655617521]
[null,1.523999999999943,0.49938973363446926]
[null,1.5249999999999428,0.49973457762600948]
[null,1.5259999999999427,0.50007926845041395]
[null,1.5269999999999426,0.50042380602766245]
[null,1.5279999999999425,0.50076819027809627]
[null,1.5289999999999424,0.50111242112241661]
[null,1.5299999999999423,0.50145649848168439]
[null,1.5309999999999422,0.50180042227731969]
[null,1.5319999999999421,0.50214419243110098]
[null,1.532999999999942,0.50248780886516398]
[null,1.5339999999999419,0.50283127150200158]
[null,1.5349999999999417,0.50317458026446282]
[null,1.5359999999999416,0.50351773507575226]
[null,1.5369999999999415,0.50386073585942959]
[null,1.5379999999999414,0.50420358253940789]
[null,1.5389999999999413,0.50454627503995431]
[null,1.5399999999999412,0.50488881328568913]
[null,1.5409999999999411,0.50523119720158383]
[null,1.541999999999941,0.50557342671296168]
[null,1.5429999999999409,0.50591550174549693]
[null,1.5439999999999408,0.50625742222521375]
[null,1.5449999999999406,0.50659918807848547]
[null,1.5459999999999405,0.50694079923203428]
[null,1.5469999999999404,0.50728225561293039]
[null,1.5479999999999403,0.50762355714859142]
[null,1.5489999999999402,0.50796470376678138]
[null,1.5499999999999401,0.50830569539561055]
[null,1.55099999999994,0.50864653196353438]
[null,1.5519999999999399,0.50898721339935316]
[null,1.5529999999999398,0.50932773963221079]
[null,1.5539999999999397,0.50966811059159467]
[null,1.5549999999999395,0.51000832620733505]
[null,1.5559999999999394,0.51034838640960389]
[null,1.5569999999999393,0.51068829112891434]
[null,1.5579999999999392,0.51102804029612026]
[null,1.5589999999999391,0.51136763384241568]
[null,1.559999999999939,0.51170707169933394]
[null,1.5609999999999389,0.51204635379874675]
[null,1.5619999999999388,0.51238548007286377]
[null,1.5629999999999387,0.51272445045423232]
[null,1.5639999999999386,0.51306326487573606]
[null,1.5649999999999384,0.51340192327059486]
[null,1.5659999999999383,0.51374042557236388]
[null,1.5669999999999382,0.51407877171493266]
[null,1.5679999999999381,0.51441696163252537]
[null,1.568999999999938,0.51475499525969903]
[null,1.5699999999999379,0.5150928725313435]
[null,1.5709999999999378,0.51543059338268082]
[null,1.5719999999999377,0.51576815774926454]
[null,1.5729999999999376,0.51610556556697884]
[null,1.5739999999999374,0.51644281677203763]
[null,1.5749999999999373,0.516779911300985]
[null,1.5759999999999372,0.51711684909069344]
[null,1.5769999999999371,0.51745363007836387]
[null,1.577999999999937,0.51779025420152414]
[null,1.5789999999999369,0.51812672139802962]
[null,1.5799999999999368,0.518463031606062]
[null,1.5809999999999367,0.5187991847641279]
[null,1.5819999999999366,0.51913518081105936]
[null,1.5829999999999365,0.51947101968601261]
[null,1.5839999999999363,0.51980670132846774]
[null,1.5849999999999362,0.52014222567822777]
[null,1.5859999999999361,0.52047759267541793]
[null,1.586999999999936,0.52081280226048543]
[null,1.5879999999999359,0.52114785437419864]
[null,1.5889999999999358,0.52148274895764635]
[null,1.5899999999999357,0.52181748595223698]
[null,1.5909999999999356,0.52215206529969871]
[null,1.5919999999999355,0.52248648694207789]
[null,1.5929999999999354,0.52282075082173907]
[null,1.5939999999999352,0.52315485688136376]
[null,1.5949999999999351,0.52348880506395079]
[null,1.595999999999935,0.52382259531281483]
[null,1.5969999999999349,0.52415622757158564]
[null,1.5979999999999348,0.52448970178420828]
[null,1.5989999999999347,0.52482301789494168]
[null,1.5999999999999346,0.52515617584835883]
[null,1.6009999999999345,0.52548917558934516]
[null,1.6019999999999344,0.52582201706309883]
[null,1.6029999999999343,0.52615470021512933]
[null,1.6039999999999341,0.52648722499125777]
[null,1.604999999999934,0.52681959133761547]
[null,1.6059999999999339,0.52715179920064337]
[null,1.6069999999999338,0.52748384852709207]
[null,1.6079999999999337,0.5278157392640207]
[null,1.6089999999999336,0.52814747135879636]
[null,1.6099999999999335,0.52847904475909346]
[null,1.6109999999999334,0.5288104594128934]
[null,1.6119999999999333,0.52914171526848375]
[null,1.6129999999999332,0.52947281227445742]
[null,1.613999999999933,0.52980375037971261]
[null,1.6149999999999329,0.53013452953345164]
[null,1.6159999999999328,0.53046514968518088]
[null,1.6169999999999327,0.53079561078470938]
[null,1.6179999999999326,0.53112591278214905]
[null,1.6189999999999325,0.53145605562791376]
[null,1.6199999999999324,0.53178603927271861]
[null,1.6209999999999323,0.53211586366757935]
[null,1.6219999999999322,0.53244552876381213]
[null,1.6229999999999321,0.5327750345130321]
[null,1.6239999999999319,0.53310438086715406]
[null,1.6249999999999318,0.53343356777839068]
[null,1.6259999999999317,0.5337625951992524]
[null,1.6269999999999316,0.53409146308254662]
[null,1.6279999999999315,0.53442017138137787]
[null,1.6289999999999314,0.53474872004914609]
[null,1.6299999999999313,0.53507710903954653]
[null,1.6309999999999312,0.53540533830656956]
[null,1.6319999999999311,0.53573340780449974]
[null,1.632999999999931,0.53606131748791475]
[null,1.6339999999999308,0.53638906731168545]
[null,1.6349999999999307,0.53671665723097539]
[null,1.6359999999999306,0.53704408720123953]
[null,1.6369999999999305,0.53737135717822426]
[null,1.6379999999999304,0.53769846711796643]
[null,1.6389999999999303,0.53802541697679307]
[null,1.6399999999999302,0.53835220671132089]
[null,1.6409999999999301,0.53867883627845492]
[null,1.64199999999993,0.53900530563538895]
[null,1.6429999999999298,0.53933161473960411]
[null,1.6439999999999297,0.5396577635488693]
[null,1.6449999999999296,0.53998375202123916]
[null,1.6459999999999295,0.54030958011505492]
[null,1.6469999999999294,0.54063524778894279]
[null,1.6479999999999293,0.54096075500181418]
[null,1.6489999999999292,0.5412861017128644]
[null,1.6499999999999291,0.54161128788157265]
[null,1.650999999999929,0.54193631346770088]
[null,1.6519999999999289,0.54226117843129418]
[null,1.6529999999999287,0.54258588273267905]
[null,1.6539999999999286,0.54291042633246356]
[null,1.6549999999999285,0.54323480919153644]
[null,1.6559999999999284,0.54355903127106686]
[null,1.6569999999999283,0.54388309253250355]
[null,1.6579999999999282,0.54420699293757435]
[null,1.6589999999999281,0.54453073244828554]
[null,1.659999999999928,0.54485431102692172]
[null,1.6609999999999279,0.54517772863604441]
[null,1.6619999999999278,0.545500985238492]
[null,1.6629999999999276,0.54582408079737954]
[null,1.6639999999999275,0.54614701527609766]
[null,1.6649999999999274,0.54646978863831175]
[null,1.6659999999999273,0.5467924008479621]
[null,1.6669999999999272,0.54711485186926323]
[null,1.6679999999999271,0.54743714166670276]
[null,1.668999999999927,0.54775927020504134]
[null,1.6699999999999269,0.54808123744931181]
[null,1.6709999999999268,0.54840304336481926]
[null,1.6719999999999267,0.54872468791713969]
[null,1.6729999999999265,0.54904617107211973]
[null,1.6739999999999264,0.54936749279587627]
[null,1.6749999999999263,0.54968865305479553]
[null,1.6759999999999262,0.55000965181553341]
[null,1.6769999999999261,0.55033048904501347]
[null,1.677999999999926,0.55065116471042774]
[null,1.6789999999999259,0.55097167877923536]
[null,1.6799999999999258,0.55129203121916248]
[null,1.6809999999999257,0.55161222199820148]
[null,1.6819999999999256,0.5519322510846103]
[null,1.6829999999999254,0.55225211844691235]
[null,1.6839999999999253,0.55257182405389549]
[null,1.6849999999999252,0.55289136787461168]
[null,1.6859999999999251,0.55321074987837648]
[null,1.686999999999925,0.55352997003476845]
[null,1.6879999999999249,0.55384902831362892]
[null,1.6889999999999248,0.5541679246850606]
[null,1.6899999999999247,0.55448665911942796]
[null,1.6909999999999246,0.55480523158735617]
[null,1.6919999999999245,0.55512364205973097]
[null,1.6929999999999243,0.55544189050769754]
[null,1.6939999999999242,0.55575997690266044]
[null,1.6949999999999241,0.55607790121628287]
[null,1.695999999999924,0.55639566342048674]
[null,1.6969999999999239,0.55671326348745076]
[null,1.6979999999999238,0.55703070138961119]
[null,1.6989999999999237,0.55734797709966077]
[null,1.6999999999999236,0.5576650905905487]
[null,1.7009999999999235,0.55798204183547884]
[null,1.7019999999999234,0.55829883080791098]
[null,1.7029999999999232,0.55861545748155861]
[null,1.7039999999999231,0.55893192183038964]
[null,1.704999999999923,0.55924822382862516]
[null,1.7059999999999229,0.55956436345073912]
[null,1.7069999999999228,0.55988034067145787]
[null,1.7079999999999227,0.56019615546575996]
[null,1.7089999999999226,0.56051180780887444]
[null,1.7099999999999225,0.56082729767628181]
[null,1.7109999999999224,0.5611426250437126]
[null,1.7119999999999223,0.56145778988714723]
[null,1.7129999999999221,0.56177279218281528]
[null,1.713999999999922,0.56208763190719457]
[null,1.7149999999999219,0.56240230903701183]
[null,1.7159999999999218,0.56271682354924124]
[null,1.7169999999999217,0.56303117542110392]
[null,1.7179999999999216,0.56334536463006746]
[null,1.7189999999999215,0.56365939115384633]
[null,1.7199999999999214,0.56397325497039996]
[null,1.7209999999999213,0.56428695605793289]
[null,1.7219999999999211,0.56460049439489457]
[null,1.722999999999921,0.56491386995997828]
[null,1.7239999999999209,0.56522708273212108]
[null,1.7249999999999208,0.56554013269050274]
[null,1.7259999999999207,0.56585301981454594]
[null,1.7269999999999206,0.56616574408391496]
[null,1.7279999999999205,0.56647830547851608]
[null,1.7289999999999204,0.56679070397849651]
[null,1.7299999999999203,0.56710293956424351]
[null,1.7309999999999202,0.5674150122163848]
[null,1.73199999999992,0.56772692191578766]
[null,1.7329999999999199,0.56803866864355812]
[null,1.7339999999999198,0.56835025238104075]
[null,1.7349999999999197,0.56866167310981819]
[null,1.7359999999999196,0.56897293081171052]
[null,1.7369999999999195,0.56928402546877499]
[null,1.7379999999999194,0.56959495706330499]
[null,1.7389999999999193,0.56990572557783037]
[null,1.7399999999999192,0.57021633099511604]
[null,1.7409999999999191,0.57052677329816226]
[null,1.7419999999999189,0.57083705247020344]
[null,1.7429999999999188,0.57114716849470848]
[null,1.7439999999999187,0.5714571213553794]
[null,1.7449999999999186,0.5717669110361514]
[null,1.7459999999999185,0.57207653752119225]
[null,1.7469999999999184,0.57238600079490176]
[null,1.7479999999999183,0.57269530084191111]
[null,1.7489999999999182,0.57300443764708275]
[null,1.7499999999999181,0.5733134111955096]
[null,1.750999999999918,0.57362222147251485]
[null,1.7519999999999178,0.57393086846365082]
[null,1.7529999999999177,0.57423935215469957]
[null,1.7539999999999176,0.57454767253167138]
[null,1.7549999999999175,0.57485582958080439]
[null,1.7559999999999174,0.5751638232885653]
[null,1.7569999999999173,0.5754716536416471]
[null,1.7579999999999172,0.57577932062696979]
[null,1.7589999999999171,0.57608682423167956]
[null,1.759999999999917,0.5763941644431485]
[null,1.7609999999999169,0.57670134124897365]
[null,1.7619999999999167,0.57700835463697697]
[null,1.7629999999999166,0.57731520459520458]
[null,1.7639999999999165,0.57762189111192663]
[null,1.7649999999999164,0.57792841417563623]
[null,1.7659999999999163,0.57823477377504973]
[null,1.7669999999999162,0.57854096989910553]
[null,1.7679999999999161,0.57884700253696431]
[null,1.768999999999916,0.57915287167800766]
[null,1.7699999999999159,0.57945857731183859]
[null,1.7709999999999158,0.57976411942828032]
[null,1.7719999999999156,0.58006949801737617]
[null,1.7729999999999155,0.58037471306938881]
[null,1.7739999999999154,0.58067976457480031]
[null,1.7749999999999153,0.58098465252431108]
[null,1.7759999999999152,0.58128937690883964]
[null,1.7769999999999151,0.5815939377195225]
[null,1.777999999999915,0.5818983349477127]
[null,1.7789999999999149,0.58220256858498054]
[null,1.7799999999999148,0.58250663862311258]
[null,1.7809999999999147,0.58281054505411078]
[null,1.7819999999999145,0.58311428787019282]
[null,1.7829999999999144,0.58341786706379095]
[null,1.7839999999999143,0.58372128262755218]
[null,1.7849999999999142,0.58402453455433689]
[null,1.7859999999999141,0.5843276228372194]
[null,1.786999999999914,0.58463054746948695]
[null,1.7879999999999139,0.58493330844463931]
[null,1.7889999999999138,0.58523590575638818]
[null,1.7899999999999137,0.58553833939865707]
[null,1.7909999999999136,0.58584060936558058]
[null,1.7919999999999134,0.58614271565150422]
[null,1.7929999999999133,0.58644465825098335]
[null,1.7939999999999132,0.58674643715878361]
[null,1.7949999999999131,0.58704805236987978]
[null,1.795999999999913,0.58734950387945539]
[null,1.7969999999999129,0.5876507916829028]
[null,1.7979999999999128,0.58795191577582195]
[null,1.7989999999999127,0.58825287615402044]
[null,1.7999999999999126,0.58855367281351323]
[null,1.8009999999999124,0.58885430575052156]
[null,1.8019999999999123,0.58915477496147295]
[null,1.8029999999999122,0.58945508044300099]
[null,1.8039999999999121,0.58975522219194398]
[null,1.804999999999912,0.59005520020534563]
[null,1.8059999999999119,0.59035501448045369]
[null,1.8069999999999118,0.59065466501471986]
[null,1.8079999999999117,0.59095415180579969]
[null,1.8089999999999116,0.59125347485155144]
[null,1.8099999999999115,0.59155263415003612]
[null,1.8109999999999113,0.59185162969951699]
[null,1.8119999999999112,0.59215046149845885]
[null,1.8129999999999111,0.59244912954552797]
[null,1.813999999999911,0.59274763383959139]
[null,1.8149999999999109,0.59304597437971662]
[null,1.8159999999999108,0.59334415116517114]
[null,1.8169999999999107,0.59364216419542193]
[null,1.8179999999999106,0.59394001347013503]
[null,1.8189999999999105,0.59423769898917511]
[null,1.8199999999999104,0.59453522075260556]
[null,1.8209999999999102,0.5948325787606864]
[null,1.8219999999999101,0.59512977301387637]
[null,1.82299999999991,0.59542680351283028]
[null,1.8239999999999099,0.59572367025839967]
[null,1.8249999999999098,0.59602037325163204]
[null,1.8259999999999097,0.59631691249377061]
[null,1.8269999999999096,0.59661328798625368]
[null,1.8279999999999095,0.59690949973071472]
[null,1.8289999999999094,0.59720554772898071]
[null,1.8299999999999093,0.59750143198307337]
[null,1.8309999999999091,0.59779715249520748]
[null,1.831999999999909,0.59809270926779079]
[null,1.8329999999999089,0.59838810230342365]
[null,1.8339999999999088,0.59868333160489939]
[null,1.8349999999999087,0.59897839717520163]
[null,1.8359999999999086,0.5992732990175067]
[null,1.8369999999999085,0.59956803713518103]
[null,1.8379999999999084,0.599862611531782]
[null,1.8389999999999083,0.6001570222110566]
[null,1.8399999999999082,0.60045126917694214]
[null,1.840999999999908,0.60074535243356419]
[null,1.8419999999999079,0.60103927198523821]
[null,1.8429999999999078,0.60133302783646725]
[null,1.8439999999999077,0.60162661999194267]
[null,1.8449999999999076,0.60192004845654301]
[null,1.8459999999999075,0.60221331323533467]
[null,1.8469999999999074,0.60250641433356988]
[null,1.8479999999999073,0.60279935175668797]
[null,1.8489999999999072,0.60309212551031344]
[null,1.8499999999999071,0.60338473560025685]
[null,1.8509999999999069,0.60367718203251319]
[null,1.8519999999999068,0.60396946481326275]
[null,1.8529999999999067,0.60426158394886953]
[null,1.8539999999999066,0.60455353944588164]
[null,1.8549999999999065,0.60484533131103024]
[null,1.8559999999999064,0.60513695955122992]
[null,1.8569999999999063,0.60542842417357756]
[null,1.8579999999999062,0.60571972518535233]
[null,1.8589999999999061,0.60601086259401493]
[null,1.859999999999906,0.60630183640720769]
[null,1.8609999999999058,0.60659264663275381]
[null,1.8619999999999057,0.60688329327865675]
[null,1.8629999999999056,0.60717377635310044]
[null,1.8639999999999055,0.60746409586444861]
[null,1.8649999999999054,0.60775425182124376]
[null,1.8659999999999053,0.60804424423220782]
[null,1.8669999999999052,0.60833407310624099]
[null,1.8679999999999051,0.60862373845242179]
[null,1.868999999999905,0.60891324028000582]
[null,1.8699999999999048,0.60920257859842697]
[null,1.8709999999999047,0.60949175341729511]
[null,1.8719999999999046,0.60978076474639731]
[null,1.8729999999999045,0.61006961259569614]
[null,1.8739999999999044,0.61035829697533028]
[null,1.8749999999999043,0.61064681789561348]
[null,1.8759999999999042,0.61093517536703468]
[null,1.8769999999999041,0.6112233694002569]
[null,1.877999999999904,0.61151140000611781]
[null,1.8789999999999039,0.61179926719562816]
[null,1.8799999999999037,0.61208697097997267]
[null,1.8809999999999036,0.61237451137050836]
[null,1.8819999999999035,0.61266188837876534]
[null,1.8829999999999034,0.61294910201644537]
[null,1.8839999999999033,0.61323615229542239]
[null,1.8849999999999032,0.61352303922774132]
[null,1.8859999999999031,0.61380976282561839]
[null,1.886999999999903,0.61409632310144002]
[null,1.8879999999999029,0.61438272006776318]
[null,1.8889999999999028,0.61466895373731445]
[null,1.8899999999999026,0.61495502412298975]
[null,1.8909999999999025,0.61524093123785417]
[null,1.8919999999999024,0.61552667509514136]
[null,1.8929999999999023,0.61581225570825304]
[null,1.8939999999999022,0.61609767309075925]
[null,1.8949999999999021,0.61638292725639687]
[null,1.895999999999902,0.61666801821907047]
[null,1.8969999999999019,0.61695294599285111]
[null,1.8979999999999018,0.61723771059197585]
[null,1.8989999999999017,0.61752231203084806]
[null,1.8999999999999015,0.61780675032403676]
[null,1.9009999999999014,0.61809102548627548]
[null,1.9019999999999013,0.61837513753246354]
[null,1.9029999999999012,0.61865908647766377]
[null,1.9039999999999011,0.61894287233710354]
[null,1.904999999999901,0.61922649512617367]
[null,1.9059999999999009,0.61950995486042837]
[null,1.9069999999999008,0.61979325155558462]
[null,1.9079999999999007,0.62007638522752218]
[null,1.9089999999999006,0.62035935589228242]
[null,1.9099999999999004,0.62064216356606927]
[null,1.9109999999999003,0.62092480826524721]
[null,1.9119999999999002,0.62120729000634256]
[null,1.9129999999999001,0.62148960880604132]
[null,1.9139999999999,0.62177176468119089]
[null,1.9149999999998999,0.62205375764879756]
[null,1.9159999999998998,0.62233558772602793]
[null,1.9169999999998997,0.62261725493020692]
[null,1.9179999999998996,0.62289875927881933]
[null,1.9189999999998995,0.62318010078950725]
[null,1.9199999999998993,0.62346127948007157]
[null,1.9209999999998992,0.62374229536847059]
[null,1.9219999999998991,0.62402314847282003]
[null,1.922999999999899,0.62430383881139218]
[null,1.9239999999998989,0.62458436640261661]
[null,1.9249999999998988,0.62486473126507835]
[null,1.9259999999998987,0.62514493341751876]
[null,1.9269999999998986,0.62542497287883447]
[null,1.9279999999998985,0.62570484966807727]
[null,1.9289999999998984,0.62598456380445366]
[null,1.9299999999998982,0.62626411530732495]
[null,1.9309999999998981,0.62654350419620553]
[null,1.931999999999898,0.62682273049076431]
[null,1.9329999999998979,0.62710179421082302]
[null,1.9339999999998978,0.62738069537635677]
[null,1.9349999999998977,0.62765943400749291]
[null,1.9359999999998976,0.62793801012451111]
[null,1.9369999999998975,0.6282164237478427]
[null,1.9379999999998974,0.62849467489807087]
[null,1.9389999999998973,0.6287727635959296]
[null,1.9399999999998971,0.62905068986230406]
[null,1.940999999999897,0.62932845371822932]
[null,1.9419999999998969,0.62960605518489121]
[null,1.9429999999998968,0.62988349428362467]
[null,1.9439999999998967,0.63016077103591428]
[null,1.9449999999998966,0.63043788546339341]
[null,1.9459999999998965,0.63071483758784441]
[null,1.9469999999998964,0.63099162743119774]
[null,1.9479999999998963,0.63126825501553196]
[null,1.9489999999998961,0.63154472036307285]
[null,1.949999999999896,0.63182102349619385]
[null,1.9509999999998959,0.63209716443741515]
[null,1.9519999999998958,0.63237314320940352]
[null,1.9529999999998957,0.63264895983497182]
[null,1.9539999999998956,0.63292461433707892]
[null,1.9549999999998955,0.63320010673882887]
[null,1.9559999999998954,0.63347543706347142]
[null,1.9569999999998953,0.63375060533440053]
[null,1.9579999999998952,0.63402561157515502]
[null,1.958999999999895,0.63430045580941763]
[null,1.9599999999998949,0.63457513806101518]
[null,1.9609999999998948,0.63484965835391716]
[null,1.9619999999998947,0.63512401671223717]
[null,1.9629999999998946,0.63539821316023071]
[null,1.9639999999998945,0.63567224772229625]
[null,1.9649999999998944,0.6359461204229736]
[null,1.9659999999998943,0.63621983128694515]
[null,1.9669999999998942,0.63649338033903391]
[null,1.9679999999998941,0.63676676760420459]
[null,1.9689999999998939,0.63703999310756176]
[null,1.9699999999998938,0.63731305687435125]
[null,1.9709999999998937,0.63758595892995817]
[null,1.9719999999998936,0.63785869929990768]
[null,1.9729999999998935,0.63813127800986413]
[null,1.9739999999998934,0.638403695085631]
[null,1.9749999999998933,0.6386759505531503]
[null,1.9759999999998932,0.63894804443850228]
[null,1.9769999999998931,0.63921997676790532]
[null,1.977999999999893,0.63949174756771554]
[null,1.9789999999998928,0.6397633568644262]
[null,1.9799999999998927,0.64003480468466756]
[null,1.9809999999998926,0.64030609105520653]
[null,1.9819999999998925,0.64057721600294659]
[null,1.9829999999998924,0.64084817955492679]
[null,1.9839999999998923,0.64111898173832205]
[null,1.9849999999998922,0.64138962258044252]
[null,1.9859999999998921,0.6416601021087337]
[null,1.986999999999892,0.64193042035077519]
[null,1.9879999999998919,0.64220057733428138]
[null,1.9889999999998917,0.64247057308710032]
[null,1.9899999999998916,0.64274040763721407]
[null,1.9909999999998915,0.64301008101273771]
[null,1.9919999999998914,0.64327959324191974]
[null,1.9929999999998913,0.64354894435314081]
[null,1.9939999999998912,0.64381813437491453]
[null,1.9949999999998911,0.644087163335886]
[null,1.995999999999891,0.64435603126483265]
[null,1.9969999999998909,0.64462473819066257]
[null,1.9979999999998908,0.64489328414241553]
[null,1.9989999999998906,0.64516166914926187]
[null,1.9999999999998905,0.64542989324050226]
[null,2.0009999999998906,0.6456979564455676]
[null,2.0019999999998905,0.64596585879401824]
[null,2.0029999999998904,0.64623360031554455]
[null,2.0039999999998903,0.64650118103996557]
[null,2.0049999999998902,0.64676860099722955]
[null,2.0059999999998901,0.64703586021741266]
[null,2.00699999999989,0.64730295873071986]
[null,2.0079999999998899,0.64756989656748365]
[null,2.0089999999998898,0.64783667375816434]
[null,2.0099999999998897,0.64810329033334901]
[null,2.0109999999998895,0.64836974632375222]
[null,2.0119999999998894,0.64863604176021461]
[null,2.0129999999998893,0.64890217667370331]
[null,2.0139999999998892,0.64916815109531156]
[null,2.0149999999998891,0.64943396505625817]
[null,2.015999999999889,0.64969961858788716]
[null,2.0169999999998889,0.6499651117216676]
[null,2.0179999999998888,0.65023044448919343]
[null,2.0189999999998887,0.65049561692218294]
[null,2.0199999999998886,0.65076062905247811]
[null,2.0209999999998884,0.6510254809120456]
[null,2.0219999999998883,0.6512901725329745]
[null,2.0229999999998882,0.65155470394747783]
[null,2.0239999999998881,0.65181907518789095]
[null,2.024999999999888,0.65208328628667234]
[null,2.0259999999998879,0.65234733727640171]
[null,2.0269999999998878,0.65261122818978201]
[null,2.0279999999998877,0.65287495905963677]
[null,2.0289999999998876,0.65313852991891119]
[null,2.0299999999998875,0.65340194080067127]
[null,2.0309999999998873,0.65366519173810445]
[null,2.0319999999998872,0.65392828276451731]
[null,2.0329999999998871,0.65419121391333768]
[null,2.033999999999887,0.65445398521811249]
[null,2.0349999999998869,0.65471659671250848]
[null,2.0359999999998868,0.65497904843031129]
[null,2.0369999999998867,0.65524134040542559]
[null,2.0379999999998866,0.6555034726718747]
[null,2.0389999999998865,0.65576544526379998]
[null,2.0399999999998863,0.65602725821546093]
[null,2.0409999999998862,0.6562889115612347]
[null,2.0419999999998861,0.65655040533561582]
[null,2.042999999999886,0.65681173957321559]
[null,2.0439999999998859,0.65707291430876258]
[null,2.0449999999998858,0.65733392957710146]
[null,2.0459999999998857,0.65759478541319316]
[null,2.0469999999998856,0.65785548185211451]
[null,2.0479999999998855,0.6581160189290578]
[null,2.0489999999998854,0.6583763966793309]
[null,2.0499999999998852,0.65863661513835625]
[null,2.0509999999998851,0.65889667434167154]
[null,2.051999999999885,0.65915657432492791]
[null,2.0529999999998849,0.65941631512389187]
[null,2.0539999999998848,0.65967589677444249]
[null,2.0549999999998847,0.65993531931257321]
[null,2.0559999999998846,0.66019458277439014]
[null,2.0569999999998845,0.66045368719611286]
[null,2.0579999999998844,0.66071263261407309]
[null,2.0589999999998843,0.66097141906471513]
[null,2.0599999999998841,0.66123004658459505]
[null,2.060999999999884,0.66148851521038143]
[null,2.0619999999998839,0.66174682497885329]
[null,2.0629999999998838,0.66200497592690166]
[null,2.0639999999998837,0.66226296809152796]
[null,2.0649999999998836,0.66252080150984449]
[null,2.0659999999998835,0.6627784762190736]
[null,2.0669999999998834,0.66303599225654819]
[null,2.0679999999998833,0.66329334965971021]
[null,2.0689999999998832,0.6635505484661115]
[null,2.069999999999883,0.66380758871341294]
[null,2.0709999999998829,0.66406447043938432]
[null,2.0719999999998828,0.66432119368190423]
[null,2.0729999999998827,0.66457775847895917]
[null,2.0739999999998826,0.66483416486864377]
[null,2.0749999999998825,0.66509041288916071]
[null,2.0759999999998824,0.66534650257881989]
[null,2.0769999999998823,0.66560243397603835]
[null,2.0779999999998822,0.66585820711934018]
[null,2.0789999999998821,0.66611382204735592]
[null,2.0799999999998819,0.66636927879882268]
[null,2.0809999999998818,0.66662457741258341]
[null,2.0819999999998817,0.66687971792758693]
[null,2.0829999999998816,0.66713470038288758]
[null,2.0839999999998815,0.66738952481764469]
[null,2.0849999999998814,0.66764419127112307]
[null,2.0859999999998813,0.66789869978269145]
[null,2.0869999999998812,0.6681530503918236]
[null,2.0879999999998811,0.66840724313809685]
[null,2.088999999999881,0.66866127806119291]
[null,2.0899999999998808,0.66891515520089651]
[null,2.0909999999998807,0.66916887459709629]
[null,2.0919999999998806,0.66942243628978315]
[null,2.0929999999998805,0.66967584031905125]
[null,2.0939999999998804,0.66992908672509677]
[null,2.0949999999998803,0.67018217554821891]
[null,2.0959999999998802,0.67043510682881746]
[null,2.0969999999998801,0.67068788060739526]
[null,2.09799999999988,0.67094049692455537]
[null,2.0989999999998799,0.6711929558210028]
[null,2.0999999999998797,0.67144525733754257]
[null,2.1009999999998796,0.67169740151508095]
[null,2.1019999999998795,0.67194938839462393]
[null,2.1029999999998794,0.67220121801727817]
[null,2.1039999999998793,0.67245289042424927]
[null,2.1049999999998792,0.67270440565684297]
[null,2.1059999999998791,0.67295576375646371]
[null,2.106999999999879,0.67320696476461528]
[null,2.1079999999998789,0.67345800872289985]
[null,2.1089999999998787,0.67370889567301817]
[null,2.1099999999998786,0.67395962565676892]
[null,2.1109999999998785,0.67421019871604893]
[null,2.1119999999998784,0.67446061489285214]
[null,2.1129999999998783,0.67471087422927045]
[null,2.1139999999998782,0.67496097676749234]
[null,2.1149999999998781,0.67521092254980331]
[null,2.115999999999878,0.67546071161858534]
[null,2.1169999999998779,0.67571034401631691]
[null,2.1179999999998778,0.67595981978557196]
[null,2.1189999999998776,0.6762091389690208]
[null,2.1199999999998775,0.67645830160942888]
[null,2.1209999999998774,0.67670730774965704]
[null,2.1219999999998773,0.6769561574326608]
[null,2.1229999999998772,0.67720485070149072]
[null,2.1239999999998771,0.67745338759929163]
[null,2.124999999999877,0.67770176816930283]
[null,2.1259999999998769,0.6779499924548571]
[null,2.1269999999998768,0.67819806049938103]
[null,2.1279999999998767,0.67844597234639481]
[null,2.1289999999998765,0.67869372803951178]
[null,2.1299999999998764,0.67894132762243786]
[null,2.1309999999998763,0.67918877113897191]
[null,2.1319999999998762,0.67943605863300494]
[null,2.1329999999998761,0.67968319014852052]
[null,2.133999999999876,0.67993016572959331]
[null,2.1349999999998759,0.68017698542039051]
[null,2.1359999999998758,0.68042364926517007]
[null,2.1369999999998757,0.68067015730828118]
[null,2.1379999999998756,0.68091650959416383]
[null,2.1389999999998754,0.68116270616734886]
[null,2.1399999999998753,0.68140874707245713]
[null,2.1409999999998752,0.68165463235419987]
[null,2.1419999999998751,0.68190036205737781]
[null,2.142999999999875,0.6821459362268818]
[null,2.1439999999998749,0.68239135490769143]
[null,2.1449999999998748,0.68263661814487597]
[null,2.1459999999998747,0.68288172598359276]
[null,2.1469999999998746,0.68312667846908859]
[null,2.1479999999998745,0.68337147564669798]
[null,2.1489999999998743,0.68361611756184382]
[null,2.1499999999998742,0.68386060426003681]
[null,2.1509999999998741,0.68410493578687503]
[null,2.151999999999874,0.68434911218804406]
[null,2.1529999999998739,0.68459313350931694]
[null,2.1539999999998738,0.68483699979655288]
[null,2.1549999999998737,0.68508071109569801]
[null,2.1559999999998736,0.68532426745278507]
[null,2.1569999999998735,0.6855676689139325]
[null,2.1579999999998734,0.68581091552534468]
[null,2.1589999999998732,0.68605400733331201]
[null,2.1599999999998731,0.68629694438420974]
[null,2.160999999999873,0.68653972672449859]
[null,2.1619999999998729,0.6867823544007241]
[null,2.1629999999998728,0.68702482745951654]
[null,2.1639999999998727,0.6872671459475902]
[null,2.1649999999998726,0.68750930991174408]
[null,2.1659999999998725,0.68775131939886058]
[null,2.1669999999998724,0.68799317445590646]
[null,2.1679999999998723,0.68823487512993109]
[null,2.1689999999998721,0.68847642146806765]
[null,2.169999999999872,0.68871781351753214]
[null,2.1709999999998719,0.68895905132562318]
[null,2.1719999999998718,0.68920013493972199]
[null,2.1729999999998717,0.68944106440729191]
[null,2.1739999999998716,0.68968183977587838]
[null,2.1749999999998715,0.68992246109310873]
[null,2.1759999999998714,0.69016292840669125]
[null,2.1769999999998713,0.69040324176441659]
[null,2.1779999999998712,0.69064340121415524]
[null,2.178999999999871,0.6908834068038594]
[null,2.1799999999998709,0.69112325858156154]
[null,2.1809999999998708,0.6913629565953745]
[null,2.1819999999998707,0.69160250089349118]
[null,2.1829999999998706,0.6918418915241844]
[null,2.1839999999998705,0.69208112853580661]
[null,2.1849999999998704,0.69232021197679006]
[null,2.1859999999998703,0.69255914189564538]
[null,2.1869999999998702,0.69279791834096283]
[null,2.18799999999987,0.69303654136141102]
[null,2.1889999999998699,0.69327501100573752]
[null,2.1899999999998698,0.6935133273227676]
[null,2.1909999999998697,0.69375149036140482]
[null,2.1919999999998696,0.69398950017063044]
[null,2.1929999999998695,0.69422735679950343]
[null,2.1939999999998694,0.69446506029715982]
[null,2.1949999999998693,0.69470261071281325]
[null,2.1959999999998692,0.69494000809575363]
[null,2.1969999999998691,0.69517725249534801]
[null,2.1979999999998689,0.69541434396103941]
[null,2.1989999999998688,0.69565128254234754]
[null,2.1999999999998687,0.69588806828886762]
[null,2.2009999999998686,0.69612470125027093]
[null,2.2019999999998685,0.69636118147630399]
[null,2.2029999999998684,0.69659750901678907]
[null,2.2039999999998683,0.6968336839216227]
[null,2.2049999999998682,0.69706970624077702]
[null,2.2059999999998681,0.69730557602429832]
[null,2.206999999999868,0.69754129332230774]
[null,2.2079999999998678,0.6977768581849999]
[null,2.2089999999998677,0.69801227066264393]
[null,2.2099999999998676,0.69824753080558222]
[null,2.2109999999998675,0.69848263866423133]
[null,2.2119999999998674,0.69871759428908031]
[null,2.2129999999998673,0.69895239773069173]
[null,2.2139999999998672,0.69918704903970075]
[null,2.2149999999998671,0.69942154826681557]
[null,2.215999999999867,0.69965589546281604]
[null,2.2169999999998669,0.69989009067855479]
[null,2.2179999999998667,0.70012413396495599]
[null,2.2189999999998666,0.70035802537301617]
[null,2.2199999999998665,0.70059176495380227]
[null,2.2209999999998664,0.7008253527584537]
[null,2.2219999999998663,0.70105878883818007]
[null,2.2229999999998662,0.70129207324426224]
[null,2.2239999999998661,0.70152520602805168]
[null,2.224999999999866,0.70175818724097017]
[null,2.2259999999998659,0.7019910169345096]
[null,2.2269999999998658,0.70222369516023231]
[null,2.2279999999998656,0.70245622196976965]
[null,2.2289999999998655,0.70268859741482315]
[null,2.2299999999998654,0.7029208215471634]
[null,2.2309999999998653,0.70315289441863027]
[null,2.2319999999998652,0.70338481608113201]
[null,2.2329999999998651,0.7036165865866465]
[null,2.233999999999865,0.70384820598721931]
[null,2.2349999999998649,0.70407967433496443]
[null,2.2359999999998648,0.70431099168206401]
[null,2.2369999999998647,0.70454215808076825]
[null,2.2379999999998645,0.70477317358339442]
[null,2.2389999999998644,0.70500403824232771]
[null,2.2399999999998643,0.70523475211002018]
[null,2.2409999999998642,0.70546531523899136]
[null,2.2419999999998641,0.70569572768182653]
[null,2.242999999999864,0.70592598949117913]
[null,2.2439999999998639,0.7061561007197672]
[null,2.2449999999998638,0.7063860614203763]
[null,2.2459999999998637,0.70661587164585726]
[null,2.2469999999998636,0.70684553144912665]
[null,2.2479999999998634,0.70707504088316697]
[null,2.2489999999998633,0.70730440000102557]
[null,2.2499999999998632,0.70753360885581507]
[null,2.2509999999998631,0.70776266750071337]
[null,2.251999999999863,0.70799157598896212]
[null,2.2529999999998629,0.70822033437386855]
[null,2.2539999999998628,0.70844894270880343]
[null,2.2549999999998627,0.70867740104720189]
[null,2.2559999999998626,0.70890570944256281]
[null,2.2569999999998624,0.70913386794844901]
[null,2.2579999999998623,0.70936187661848638]
[null,2.2589999999998622,0.70958973550636428]
[null,2.2599999999998621,0.70981744466583496]
[null,2.260999999999862,0.71004500415071403]
[null,2.2619999999998619,0.71027241401487884]
[null,2.2629999999998618,0.71049967431227024]
[null,2.2639999999998617,0.71072678509689013]
[null,2.2649999999998616,0.71095374642280373]
[null,2.2659999999998615,0.71118055834413707]
[null,2.2669999999998613,0.71140722091507835]
[null,2.2679999999998612,0.71163373418987708]
[null,2.2689999999998611,0.7118600982228438]
[null,2.269999999999861,0.71208631306835035]
[null,2.2709999999998609,0.71231237878082942]
[null,2.2719999999998608,0.71253829541477409]
[null,2.2729999999998607,0.71276406302473805]
[null,2.2739999999998606,0.71298968166533516]
[null,2.2749999999998605,0.71321515139123937]
[null,2.2759999999998604,0.71344047225718432]
[null,2.2769999999998602,0.71366564431796364]
[null,2.2779999999998601,0.71389066762842979]
[null,2.27899999999986,0.71411554224349538]
[null,2.2799999999998599,0.71434026821813112]
[null,2.2809999999998598,0.71456484560736722]
[null,2.2819999999998597,0.71478927446629204]
[null,2.2829999999998596,0.71501355485005313]
[null,2.2839999999998595,0.71523768681385536]
[null,2.2849999999998594,0.7154616704129626]
[null,2.2859999999998593,0.71568550570269607]
[null,2.2869999999998591,0.71590919273843467]
[null,2.287999999999859,0.71613273157561497]
[null,2.2889999999998589,0.71635612226973078]
[null,2.2899999999998588,0.71657936487633278]
[null,2.2909999999998587,0.71680245945102916]
[null,2.2919999999998586,0.71702540604948428]
[null,2.2929999999998585,0.71724820472741913]
[null,2.2939999999998584,0.71747085554061107]
[null,2.2949999999998583,0.71769335854489391]
[null,2.2959999999998582,0.71791571379615693]
[null,2.296999999999858,0.71813792135034538]
[null,2.2979999999998579,0.71835998126346001]
[null,2.2989999999998578,0.71858189359155733]
[null,2.2999999999998577,0.71880365839074845]
[null,2.3009999999998576,0.71902527571719999]
[null,2.3019999999998575,0.71924674562713287]
[null,2.3029999999998574,0.71946806817682329]
[null,2.3039999999998573,0.71968924342260121]
[null,2.3049999999998572,0.71991027142085162]
[null,2.3059999999998571,0.72013115222801272]
[null,2.3069999999998569,0.72035188590057708]
[null,2.3079999999998568,0.72057247249509082]
[null,2.3089999999998567,0.72079291206815399]
[null,2.3099999999998566,0.72101320467641905]
[null,2.3109999999998565,0.72123335037659264]
[null,2.3119999999998564,0.72145334922543336]
[null,2.3129999999998563,0.72167320127975332]
[null,2.3139999999998562,0.72189290659641681]
[null,2.3149999999998561,0.72211246523234085]
[null,2.315999999999856,0.72233187724449421]
[null,2.3169999999998558,0.72255114268989806]
[null,2.3179999999998557,0.7227702616256253]
[null,2.3189999999998556,0.72298923410880034]
[null,2.3199999999998555,0.72320806019659933]
[null,2.3209999999998554,0.72342673994624951]
[null,2.3219999999998553,0.72364527341502938]
[null,2.3229999999998552,0.72386366066026819]
[null,2.3239999999998551,0.72408190173934606]
[null,2.324999999999855,0.72429999670969392]
[null,2.3259999999998549,0.72451794562879246]
[null,2.3269999999998547,0.72473574855417322]
[null,2.3279999999998546,0.72495340554341747]
[null,2.3289999999998545,0.72517091665415623]
[null,2.3299999999998544,0.72538828194407046]
[null,2.3309999999998543,0.72560550147089042]
[null,2.3319999999998542,0.72582257529239569]
[null,2.3329999999998541,0.7260395034664151]
[null,2.333999999999854,0.72625628605082615]
[null,2.3349999999998539,0.72647292310355582]
[null,2.3359999999998537,0.72668941468257864]
[null,2.3369999999998536,0.72690576084591862]
[null,2.3379999999998535,0.72712196165164722]
[null,2.3389999999998534,0.72733801715788438]
[null,2.3399999999998533,0.72755392742279779]
[null,2.3409999999998532,0.72776969250460311]
[null,2.3419999999998531,0.72798531246156295]
[null,2.342999999999853,0.72820078735198801]
[null,2.3439999999998529,0.72841611723423572]
[null,2.3449999999998528,0.72863130216671079]
[null,2.3459999999998526,0.72884634220786448]
[null,2.3469999999998525,0.72906123741619511]
[null,2.3479999999998524,0.72927598785024705]
[null,2.3489999999998523,0.72949059356861146]
[null,2.3499999999998522,0.7297050546299253]
[null,2.3509999999998521,0.72991937109287175]
[null,2.351999999999852,0.7301335430161795]
[null,2.3529999999998519,0.73034757045862342]
[null,2.3539999999998518,0.73056145347902324]
[null,2.3549999999998517,0.7307751921362442]
[null,2.3559999999998515,0.73098878648919707]
[null,2.3569999999998514,0.73120223659683681]
[null,2.3579999999998513,0.73141554251816387]
[null,2.3589999999998512,0.73162870431222282]
[null,2.3599999999998511,0.73184172203810305]
[null,2.360999999999851,0.73205459575493803]
[null,2.3619999999998509,0.73226732552190521]
[null,2.3629999999998508,0.73247991139822632]
[null,2.3639999999998507,0.73269235344316663]
[null,2.3649999999998506,0.73290465171603514]
[null,2.3659999999998504,0.73311680627618392]
[null,2.3669999999998503,0.73332881718300902]
[null,2.3679999999998502,0.73354068449594889]
[null,2.3689999999998501,0.73375240827448529]
[null,2.36999999999985,0.7339639885781426]
[null,2.3709999999998499,0.73417542546648795]
[null,2.3719999999998498,0.73438671899913077]
[null,2.3729999999998497,0.7345978692357229]
[null,2.3739999999998496,0.73480887623595803]
[null,2.3749999999998495,0.73501974005957216]
[null,2.3759999999998493,0.73523046076634269]
[null,2.3769999999998492,0.73544103841608899]
[null,2.3779999999998491,0.73565147306867162]
[null,2.378999999999849,0.73586176478399268]
[null,2.3799999999998489,0.73607191362199487]
[null,2.3809999999998488,0.73628191964266254]
[null,2.3819999999998487,0.73649178290602046]
[null,2.3829999999998486,0.73670150347213403]
[null,2.3839999999998485,0.73691108140110917]
[null,2.3849999999998484,0.7371205167530922]
[null,2.3859999999998482,0.73732980958826944]
[null,2.3869999999998481,0.73753895996686736]
[null,2.387999999999848,0.73774796794915209]
[null,2.3889999999998479,0.73795683359542985]
[null,2.3899999999998478,0.73816555696604547]
[null,2.3909999999998477,0.73837413812138419]
[null,2.3919999999998476,0.7385825771218697]
[null,2.3929999999998475,0.73879087402796528]
[null,2.3939999999998474,0.73899902890017244]
[null,2.3949999999998473,0.73920704179903196]
[null,2.3959999999998471,0.73941491278512261]
[null,2.396999999999847,0.73962264191906246]
[null,2.3979999999998469,0.73983022926150688]
[null,2.3989999999998468,0.74003767487314986]
[null,2.3999999999998467,0.74024497881472295]
[null,2.4009999999998466,0.74045214114699609]
[null,2.4019999999998465,0.74065916193077608]
[null,2.4029999999998464,0.74086604122690769]
[null,2.4039999999998463,0.74107277909627278]
[null,2.4049999999998461,0.74127937559979051]
[null,2.405999999999846,0.74148583079841668]
[null,2.4069999999998459,0.74169214475314449]
[null,2.4079999999998458,0.74189831752500313]
[null,2.4089999999998457,0.74210434917505907]
[null,2.4099999999998456,0.74231023976441457]
[null,2.4109999999998455,0.74251598935420826]
[null,2.4119999999998454,0.74272159800561499]
[null,2.4129999999998453,0.74292706577984524]
[null,2.4139999999998452,0.74313239273814558]
[null,2.414999999999845,0.74333757894179808]
[null,2.4159999999998449,0.74354262445212005]
[null,2.4169999999998448,0.7437475293304644]
[null,2.4179999999998447,0.74395229363821891]
[null,2.4189999999998446,0.74415691743680668]
[null,2.4199999999998445,0.7443614007876852]
[null,2.4209999999998444,0.7445657437523473]
[null,2.4219999999998443,0.74476994639231964]
[null,2.4229999999998442,0.74497400876916386]
[null,2.4239999999998441,0.74517793094447549]
[null,2.4249999999998439,0.74538171297988431]
[null,2.4259999999998438,0.74558535493705402]
[null,2.4269999999998437,0.74578885687768226]
[null,2.4279999999998436,0.74599221886349976]
[null,2.4289999999998435,0.74619544095627166]
[null,2.4299999999998434,0.74639852321779543]
[null,2.4309999999998433,0.74660146570990282]
[null,2.4319999999998432,0.74680426849445769]
[null,2.4329999999998431,0.74700693163335741]
[null,2.433999999999843,0.74720945518853166]
[null,2.4349999999998428,0.7474118392219431]
[null,2.4359999999998427,0.74761408379558691]
[null,2.4369999999998426,0.74781618897149016]
[null,2.4379999999998425,0.74801815481171241]
[null,2.4389999999998424,0.74821998137834533]
[null,2.4399999999998423,0.74842166873351212]
[null,2.4409999999998422,0.74862321693936817]
[null,2.4419999999998421,0.74882462605809996]
[null,2.442999999999842,0.74902589615192605]
[null,2.4439999999998419,0.74922702728309543]
[null,2.4449999999998417,0.74942801951388938]
[null,2.4459999999998416,0.74962887290661906]
[null,2.4469999999998415,0.74982958752362738]
[null,2.4479999999998414,0.75003016342728723]
[null,2.4489999999998413,0.75023060068000302]
[null,2.4499999999998412,0.7504308993442087]
[null,2.4509999999998411,0.75063105948236897]
[null,2.451999999999841,0.75083108115697861]
[null,2.4529999999998409,0.75103096443056261]
[null,2.4539999999998408,0.75123070936567538]
[null,2.4549999999998406,0.7514303160249014]
[null,2.4559999999998405,0.75162978447085482]
[null,2.4569999999998404,0.75182911476617909]
[null,2.4579999999998403,0.75202830697354695]
[null,2.4589999999998402,0.75222736115566025]
[null,2.4599999999998401,0.75242627737525014]
[null,2.46099999999984,0.75262505569507654]
[null,2.4619999999998399,0.75282369617792799]
[null,2.4629999999998398,0.7530221988866217]
[null,2.4639999999998397,0.75322056388400349]
[null,2.4649999999998395,0.75341879123294753]
[null,2.4659999999998394,0.75361688099635593]
[null,2.4669999999998393,0.75381483323715914]
[null,2.4679999999998392,0.75401264801831536]
[null,2.4689999999998391,0.75421032540281063]
[null,2.469999999999839,0.75440786545365868]
[null,2.4709999999998389,0.75460526823390084]
[null,2.4719999999998388,0.75480253380660545]
[null,2.4729999999998387,0.7549996622348687]
[null,2.4739999999998386,0.75519665358181309]
[null,2.4749999999998384,0.7553935079105889]
[null,2.4759999999998383,0.75559022528437247]
[null,2.4769999999998382,0.75578680576636781]
[null,2.4779999999998381,0.75598324941980444]
[null,2.478999999999838,0.75617955630793898]
[null,2.4799999999998379,0.75637572649405393]
[null,2.4809999999998378,0.75657176004145854]
[null,2.4819999999998377,0.75676765701348736]
[null,2.4829999999998376,0.75696341747350149]
[null,2.4839999999998374,0.75715904148488722]
[null,2.4849999999998373,0.75735452911105683]
[null,2.4859999999998372,0.75754988041544791]
[null,2.4869999999998371,0.75774509546152369]
[null,2.487999999999837,0.75794017431277227]
[null,2.4889999999998369,0.75813511703270686]
[null,2.4899999999998368,0.75832992368486596]
[null,2.4909999999998367,0.75852459433281283]
[null,2.4919999999998366,0.75871912904013494]
[null,2.4929999999998365,0.75891352787044497]
[null,2.4939999999998363,0.75910779088737956]
[null,2.4949999999998362,0.75930191815460002]
[null,2.4959999999998361,0.75949590973579162]
[null,2.496999999999836,0.75968976569466384]
[null,2.4979999999998359,0.75988348609494971]
[null,2.4989999999998358,0.76007707100040656]
[null,2.4999999999998357,0.76027052047481491]
[null,2.5009999999998356,0.76046383458197908]
[null,2.5019999999998355,0.76065701338572689]
[null,2.5029999999998354,0.76085005694990893]
[null,2.5039999999998352,0.76104296533839955]
[null,2.5049999999998351,0.76123573861509575]
[null,2.505999999999835,0.76142837684391762]
[null,2.5069999999998349,0.76162088008880757]
[null,2.5079999999998348,0.76181324841373121]
[null,2.5089999999998347,0.76200548188267625]
[null,2.5099999999998346,0.76219758055965325]
[null,2.5109999999998345,0.76238954450869434]
[null,2.5119999999998344,0.76258137379385427]
[null,2.5129999999998343,0.76277306847920967]
[null,2.5139999999998341,0.76296462862885905]
[null,2.514999999999834,0.76315605430692268]
[null,2.5159999999998339,0.76334734557754236]
[null,2.5169999999998338,0.76353850250488131]
[null,2.5179999999998337,0.76372952515312453]
[null,2.5189999999998336,0.76392041358647778]
[null,2.5199999999998335,0.76411116786916833]
[null,2.5209999999998334,0.76430178806544402]
[null,2.5219999999998333,0.76449227423957411]
[null,2.5229999999998332,0.76468262645584828]
[null,2.523999999999833,0.76487284477857687]
[null,2.5249999999998329,0.76506292927209052]
[null,2.5259999999998328,0.76525288000074076]
[null,2.5269999999998327,0.765442697028899]
[null,2.5279999999998326,0.76563238042095694]
[null,2.5289999999998325,0.76582193024132605]
[null,2.5299999999998324,0.76601134655443803]
[null,2.5309999999998323,0.76620062942474432]
[null,2.5319999999998322,0.76638977891671567]
[null,2.5329999999998321,0.76657879509484261]
[null,2.5339999999998319,0.76676767802363532]
[null,2.5349999999998318,0.76695642776762263]
[null,2.5359999999998317,0.76714504439135334]
[null,2.5369999999998316,0.76733352795939447]
[null,2.5379999999998315,0.76752187853633269]
[null,2.5389999999998314,0.76771009618677288]
[null,2.5399999999998313,0.76789818097533902]
[null,2.5409999999998312,0.7680861329666735]
[null,2.5419999999998311,0.76827395222543737]
[null,2.542999999999831,0.76846163881630958]
[null,2.5439999999998308,0.7686491928039878]
[null,2.5449999999998307,0.76883661425318717]
[null,2.5459999999998306,0.76902390322864156]
[null,2.5469999999998305,0.76921105979510207]
[null,2.5479999999998304,0.769398084017338]
[null,2.5489999999998303,0.76958497596013586]
[null,2.5499999999998302,0.76977173568829993]
[null,2.5509999999998301,0.7699583632666519]
[null,2.55199999999983,0.77014485876003069]
[null,2.5529999999998298,0.77033122223329209]
[null,2.5539999999998297,0.77051745375130964]
[null,2.5549999999998296,0.77070355337897289]
[null,2.5559999999998295,0.77088952118118903]
[null,2.5569999999998294,0.77107535722288123]
[null,2.5579999999998293,0.77126106156898999]
[null,2.5589999999998292,0.77144663428447158]
[null,2.5599999999998291,0.77163207543429913]
[null,2.560999999999829,0.77181738508346154]
[null,2.5619999999998289,0.77200256329696437]
[null,2.5629999999998287,0.77218761013982873]
[null,2.5639999999998286,0.7723725256770918]
[null,2.5649999999998285,0.77255730997380667]
[null,2.5659999999998284,0.77274196309504184]
[null,2.5669999999998283,0.77292648510588147]
[null,2.5679999999998282,0.77311087607142537]
[null,2.5689999999998281,0.77329513605678835]
[null,2.569999999999828,0.77347926512710052]
[null,2.5709999999998279,0.77366326334750735]
[null,2.5719999999998278,0.77384713078316891]
[null,2.5729999999998276,0.77403086749926042]
[null,2.5739999999998275,0.77421447356097184]
[null,2.5749999999998274,0.77439794903350767]
[null,2.5759999999998273,0.77458129398208708]
[null,2.5769999999998272,0.77476450847194356]
[null,2.5779999999998271,0.77494759256832513]
[null,2.578999999999827,0.7751305463364937]
[null,2.5799999999998269,0.77531336984172561]
[null,2.5809999999998268,0.77549606314931108]
[null,2.5819999999998267,0.77567862632455409]
[null,2.5829999999998265,0.77586105943277239]
[null,2.5839999999998264,0.77604336253929784]
[null,2.5849999999998263,0.77622553570947517]
[null,2.5859999999998262,0.7764075790086632]
[null,2.5869999999998261,0.77658949250223352]
[null,2.587999999999826,0.77677127625557163]
[null,2.5889999999998259,0.7769529303340752]
[null,2.5899999999998258,0.77713445480315602]
[null,2.5909999999998257,0.77731584972823797]
[null,2.5919999999998256,0.77749711517475795]
[null,2.5929999999998254,0.77767825120816569]
[null,2.5939999999998253,0.77785925789392352]
[null,2.5949999999998252,0.77804013529750604]
[null,2.5959999999998251,0.77822088348440044]
[null,2.596999999999825,0.77840150252010587]
[null,2.5979999999998249,0.77858199247013404]
[null,2.5989999999998248,0.77876235340000832]
[null,2.5999999999998247,0.77894258537526451]
[null,2.6009999999998246,0.77912268846144972]
[null,2.6019999999998245,0.7793026627241233]
[null,2.6029999999998243,0.77948250822885568]
[null,2.6039999999998242,0.7796622250412294]
[null,2.6049999999998241,0.77984181322683799]
[null,2.605999999999824,0.78002127285128653]
[null,2.6069999999998239,0.7802006039801912]
[null,2.6079999999998238,0.78037980667917939]
[null,2.6089999999998237,0.78055888101388926]
[null,2.6099999999998236,0.78073782704997041]
[null,2.6109999999998235,0.78091664485308254]
[null,2.6119999999998234,0.78109533448889668]
[null,2.6129999999998232,0.78127389602309394]
[null,2.6139999999998231,0.78145232952136623]
[null,2.614999999999823,0.78163063504941577]
[null,2.6159999999998229,0.78180881267295532]
[null,2.6169999999998228,0.7819868624577071]
[null,2.6179999999998227,0.7821647844694043]
[null,2.6189999999998226,0.78234257877378943]
[null,2.6199999999998225,0.78252024543661536]
[null,2.6209999999998224,0.78269778452364425]
[null,2.6219999999998223,0.78287519610064837]
[null,2.6229999999998221,0.78305248023340945]
[null,2.623999999999822,0.78322963698771852]
[null,2.6249999999998219,0.78340666642937618]
[null,2.6259999999998218,0.78358356862419232]
[null,2.6269999999998217,0.78376034363798575]
[null,2.6279999999998216,0.78393699153658469]
[null,2.6289999999998215,0.78411351238582605]
[null,2.6299999999998214,0.78428990625155603]
[null,2.6309999999998213,0.78446617319962897]
[null,2.6319999999998211,0.78464231329590839]
[null,2.632999999999821,0.78481832660626627]
[null,2.6339999999998209,0.78499421319658325]
[null,2.6349999999998208,0.78516997313274772]
[null,2.6359999999998207,0.78534560648065732]
[null,2.6369999999998206,0.78552111330621699]
[null,2.6379999999998205,0.78569649367534022]
[null,2.6389999999998204,0.7858717476539484]
[null,2.6399999999998203,0.78604687530797102]
[null,2.6409999999998202,0.78622187670334487]
[null,2.64199999999982,0.78639675190601488]
[null,2.6429999999998199,0.7865715009819334]
[null,2.6439999999998198,0.78674612399706045]
[null,2.6449999999998197,0.78692062101736326]
[null,2.6459999999998196,0.78709499210881662]
[null,2.6469999999998195,0.78726923733740217]
[null,2.6479999999998194,0.78744335676910904]
[null,2.6489999999998193,0.78761735046993309]
[null,2.6499999999998192,0.78779121850587752]
[null,2.6509999999998191,0.78796496094295199]
[null,2.6519999999998189,0.78813857784717301]
[null,2.6529999999998188,0.78831206928456377]
[null,2.6539999999998187,0.78848543532115423]
[null,2.6549999999998186,0.78865867602298034]
[null,2.6559999999998185,0.78883179145608484]
[null,2.6569999999998184,0.78900478168651644]
[null,2.6579999999998183,0.78917764678033031]
[null,2.6589999999998182,0.78935038680358749]
[null,2.6599999999998181,0.78952300182235513]
[null,2.660999999999818,0.78969549190270627]
[null,2.6619999999998178,0.78986785711071972]
[null,2.6629999999998177,0.79004009751247994]
[null,2.6639999999998176,0.7902122131740773]
[null,2.6649999999998175,0.79038420416160726]
[null,2.6659999999998174,0.79055607054117116]
[null,2.6669999999998173,0.79072781237887524]
[null,2.6679999999998172,0.79089942974083161]
[null,2.6689999999998171,0.79107092269315671]
[null,2.669999999999817,0.79124229130197299]
[null,2.6709999999998169,0.79141353563340699]
[null,2.6719999999998167,0.79158465575359083]
[null,2.6729999999998166,0.79175565172866103]
[null,2.6739999999998165,0.79192652362475902]
[null,2.6749999999998164,0.79209727150803066]
[null,2.6759999999998163,0.79226789544462672]
[null,2.6769999999998162,0.79243839550070183]
[null,2.6779999999998161,0.79260877174241551]
[null,2.678999999999816,0.79277902423593116]
[null,2.6799999999998159,0.79294915304741664]
[null,2.6809999999998158,0.79311915824304369]
[null,2.6819999999998156,0.79328903988898813]
[null,2.6829999999998155,0.7934587980514296]
[null,2.6839999999998154,0.79362843279655182]
[null,2.6849999999998153,0.79379794419054184]
[null,2.6859999999998152,0.7939673322995906]
[null,2.6869999999998151,0.7941365971898926]
[null,2.687999999999815,0.79430573892764567]
[null,2.6889999999998149,0.79447475757905106]
[null,2.6899999999998148,0.79464365321031338]
[null,2.6909999999998147,0.79481242588764045]
[null,2.6919999999998145,0.79498107567724319]
[null,2.6929999999998144,0.7951496026453353]
[null,2.6939999999998143,0.79531800685813381]
[null,2.6949999999998142,0.79548628838185831]
[null,2.6959999999998141,0.79565444728273138]
[null,2.696999999999814,0.79582248362697805]
[null,2.6979999999998139,0.79599039748082612]
[null,2.6989999999998138,0.79615818891050583]
[null,2.6999999999998137,0.79632585798224986]
[null,2.7009999999998136,0.79649340476229336]
[null,2.7019999999998134,0.79666082931687343]
[null,2.7029999999998133,0.79682813171222944]
[null,2.7039999999998132,0.79699531201460316]
[null,2.7049999999998131,0.79716237029023795]
[null,2.705999999999813,0.79732930660537926]
[null,2.7069999999998129,0.79749612102627432]
[null,2.7079999999998128,0.79766281361917235]
[null,2.7089999999998127,0.7978293844503237]
[null,2.7099999999998126,0.79799583358598092]
[null,2.7109999999998124,0.79816216109239757]
[null,2.7119999999998123,0.79832836703582888]
[null,2.7129999999998122,0.79849445148253129]
[null,2.7139999999998121,0.79866041449876268]
[null,2.714999999999812,0.79882625615078173]
[null,2.7159999999998119,0.79899197650484854]
[null,2.7169999999998118,0.79915757562722411]
[null,2.7179999999998117,0.79932305358417022]
[null,2.7189999999998116,0.79948841044194974]
[null,2.7199999999998115,0.799653646266826]
[null,2.7209999999998113,0.79981876112506312]
[null,2.7219999999998112,0.79998375508292607]
[null,2.7229999999998111,0.80014862820667987]
[null,2.723999999999811,0.80031338056259016]
[null,2.7249999999998109,0.80047801221692305]
[null,2.7259999999998108,0.80064252323594487]
[null,2.7269999999998107,0.80080691368592183]
[null,2.7279999999998106,0.80097118363312081]
[null,2.7289999999998105,0.80113533314380814]
[null,2.7299999999998104,0.80129936228425036]
[null,2.7309999999998102,0.80146327112071392]
[null,2.7319999999998101,0.80162705971946502]
[null,2.73299999999981,0.80179072814676933]
[null,2.7339999999998099,0.80195427646889261]
[null,2.7349999999998098,0.80211770475209976]
[null,2.7359999999998097,0.8022810130626552]
[null,2.7369999999998096,0.80244420146682283]
[null,2.7379999999998095,0.80260727003086596]
[null,2.7389999999998094,0.80277021882104682]
[null,2.7399999999998093,0.80293304790362729]
[null,2.7409999999998091,0.8030957573448676]
[null,2.741999999999809,0.80325834721102773]
[null,2.7429999999998089,0.80342081756836603]
[null,2.7439999999998088,0.80358316848313993]
[null,2.7449999999998087,0.80374540002160566]
[null,2.7459999999998086,0.80390751225001789]
[null,2.7469999999998085,0.80406950523463017]
[null,2.7479999999998084,0.80423137904169439]
[null,2.7489999999998083,0.80439313373746102]
[null,2.7499999999998082,0.80455476938817894]
[null,2.750999999999808,0.80471628606009504]
[null,2.7519999999998079,0.80487768381945479]
[null,2.7529999999998078,0.80503896273250164]
[null,2.7539999999998077,0.80520012286547704]
[null,2.7549999999998076,0.80536116428462046]
[null,2.7559999999998075,0.80552208705616957]
[null,2.7569999999998074,0.80568289124635939]
[null,2.7579999999998073,0.80584357692142339]
[null,2.7589999999998072,0.80600414414759181]
[null,2.7599999999998071,0.80616459299109333]
[null,2.7609999999998069,0.80632492351815377]
[null,2.7619999999998068,0.80648513579499648]
[null,2.7629999999998067,0.80664522988784226]
[null,2.7639999999998066,0.80680520586290938]
[null,2.7649999999998065,0.80696506378641286]
[null,2.7659999999998064,0.80712480372456552]
[null,2.7669999999998063,0.80728442574357662]
[null,2.7679999999998062,0.80744392990965319]
[null,2.7689999999998061,0.80760331628899851]
[null,2.769999999999806,0.80776258494781317]
[null,2.7709999999998058,0.80792173595229433]
[null,2.7719999999998057,0.80808076936863626]
[null,2.7729999999998056,0.80823968526302925]
[null,2.7739999999998055,0.8083984837016609]
[null,2.7749999999998054,0.80855716475071471]
[null,2.7759999999998053,0.80871572847637097]
[null,2.7769999999998052,0.80887417494480618]
[null,2.7779999999998051,0.80903250422219319]
[null,2.778999999999805,0.8091907163747013]
[null,2.7799999999998048,0.80934881146849547]
[null,2.7809999999998047,0.80950678956973721]
[null,2.7819999999998046,0.80966465074458382]
[null,2.7829999999998045,0.80982239505918852]
[null,2.7839999999998044,0.80998002257970048]
[null,2.7849999999998043,0.81013753337226457]
[null,2.7859999999998042,0.81029492750302157]
[null,2.7869999999998041,0.81045220503810778]
[null,2.787999999999804,0.81060936604365497]
[null,2.7889999999998039,0.81076641058579069]
[null,2.7899999999998037,0.81092333873063782]
[null,2.7909999999998036,0.81108015054431459]
[null,2.7919999999998035,0.81123684609293445]
[null,2.7929999999998034,0.81139342544260629]
[null,2.7939999999998033,0.811549888659434]
[null,2.7949999999998032,0.81170623580951662]
[null,2.7959999999998031,0.81186246695894837]
[null,2.796999999999803,0.81201858217381806]
[null,2.7979999999998029,0.81217458152020983]
[null,2.7989999999998028,0.81233046506420226]
[null,2.7999999999998026,0.81248623287186894]
[null,2.8009999999998025,0.81264188500927803]
[null,2.8019999999998024,0.81279742154249235]
[null,2.8029999999998023,0.81295284253756916]
[null,2.8039999999998022,0.81310814806056053]
[null,2.8049999999998021,0.81326333817751251]
[null,2.805999999999802,0.81341841295446571]
[null,2.8069999999998019,0.81357337245745498]
[null,2.8079999999998018,0.8137282167525095]
[null,2.8089999999998017,0.81388294590565247]
[null,2.8099999999998015,0.81403755998290106]
[null,2.8109999999998014,0.81419205905026681]
[null,2.8119999999998013,0.81434644317375482]
[null,2.8129999999998012,0.81450071241936428]
[null,2.8139999999998011,0.81465486685308819]
[null,2.814999999999801,0.81480890654091298]
[null,2.8159999999998009,0.81496283154881932]
[null,2.8169999999998008,0.81511664194278111]
[null,2.8179999999998007,0.81527033778876579]
[null,2.8189999999998006,0.81542391915273449]
[null,2.8199999999998004,0.81557738610064168]
[null,2.8209999999998003,0.81573073869843482]
[null,2.8219999999998002,0.81588397701205528]
[null,2.8229999999998001,0.81603710110743721]
[null,2.8239999999998,0.8161901110505082]
[null,2.8249999999997999,0.81634300690718864]
[null,2.8259999999997998,0.81649578874339213]
[null,2.8269999999997997,0.81664845662502517]
[null,2.8279999999997996,0.81680101061798727]
[null,2.8289999999997995,0.8169534507881705]
[null,2.8299999999997993,0.81710577720146016]
[null,2.8309999999997992,0.81725798992373366]
[null,2.8319999999997991,0.81741008902086165]
[null,2.832999999999799,0.817562074558707]
[null,2.8339999999997989,0.81771394660312513]
[null,2.8349999999997988,0.81786570521996393]
[null,2.8359999999997987,0.81801735047506385]
[null,2.8369999999997986,0.81816888243425745]
[null,2.8379999999997985,0.81832030116336973]
[null,2.8389999999997984,0.8184716067282175]
[null,2.8399999999997982,0.81862279919461045]
[null,2.8409999999997981,0.81877387862834961]
[null,2.841999999999798,0.81892484509522845]
[null,2.8429999999997979,0.81907569866103214]
[null,2.8439999999997978,0.81922643939153794]
[null,2.8449999999997977,0.81937706735251492]
[null,2.8459999999997976,0.81952758260972391]
[null,2.8469999999997975,0.81967798522891711]
[null,2.8479999999997974,0.81982827527583901]
[null,2.8489999999997973,0.81997845281622506]
[null,2.8499999999997971,0.82012851791580277]
[null,2.850999999999797,0.82027847064029058]
[null,2.8519999999997969,0.82042831105539893]
[null,2.8529999999997968,0.82057803922682881]
[null,2.8539999999997967,0.82072765522027347]
[null,2.8549999999997966,0.82087715910141634]
[null,2.8559999999997965,0.82102655093593313]
[null,2.8569999999997964,0.82117583078948952]
[null,2.8579999999997963,0.82132499872774301]
[null,2.8589999999997961,0.82147405481634173]
[null,2.859999999999796,0.82162299912092507]
[null,2.8609999999997959,0.82177183170712287]
[null,2.8619999999997958,0.82192055264055608]
[null,2.8629999999997957,0.82206916198683611]
[null,2.8639999999997956,0.82221765981156525]
[null,2.8649999999997955,0.82236604618033649]
[null,2.8659999999997954,0.82251432115873313]
[null,2.8669999999997953,0.8226624848123294]
[null,2.8679999999997952,0.8228105372066894]
[null,2.868999999999795,0.82295847840736802]
[null,2.8699999999997949,0.82310630847991062]
[null,2.8709999999997948,0.82325402748985232]
[null,2.8719999999997947,0.82340163550271894]
[null,2.8729999999997946,0.82354913258402618]
[null,2.8739999999997945,0.82369651879927996]
[null,2.8749999999997944,0.82384379421397613]
[null,2.8759999999997943,0.82399095889360086]
[null,2.8769999999997942,0.82413801290362976]
[null,2.8779999999997941,0.8242849563095288]
[null,2.8789999999997939,0.8244317891767533]
[null,2.8799999999997938,0.8245785115707488]
[null,2.8809999999997937,0.82472512355695016]
[null,2.8819999999997936,0.82487162520078205]
[null,2.8829999999997935,0.82501801656765883]
[null,2.8839999999997934,0.82516429772298427]
[null,2.8849999999997933,0.82531046873215153]
[null,2.8859999999997932,0.8254565296605435]
[null,2.8869999999997931,0.82560248057353203]
[null,2.887999999999793,0.8257483215364787]
[null,2.8889999999997928,0.82589405261473392]
[null,2.8899999999997927,0.82603967387363775]
[null,2.8909999999997926,0.82618518537851915]
[null,2.8919999999997925,0.82633058719469599]
[null,2.8929999999997924,0.82647587938747546]
[null,2.8939999999997923,0.82662106202215391]
[null,2.8949999999997922,0.82676613516401587]
[null,2.8959999999997921,0.82691109887833569]
[null,2.896999999999792,0.82705595323037562]
[null,2.8979999999997919,0.82720069828538756]
[null,2.8989999999997917,0.82734533410861144]
[null,2.8999999999997916,0.82748986076527609]
[null,2.9009999999997915,0.82763427832059899]
[null,2.9019999999997914,0.82777858683978622]
[null,2.9029999999997913,0.82792278638803207]
[null,2.9039999999997912,0.82806687703051951]
[null,2.9049999999997911,0.82821085883241985]
[null,2.905999999999791,0.82835473185889263]
[null,2.9069999999997909,0.82849849617508586]
[null,2.9079999999997908,0.82864215184613577]
[null,2.9089999999997906,0.82878569893716636]
[null,2.9099999999997905,0.82892913751329045]
[null,2.9109999999997904,0.82907246763960818]
[null,2.9119999999997903,0.82921568938120827]
[null,2.9129999999997902,0.82935880280316709]
[null,2.9139999999997901,0.82950180797054918]
[null,2.91499999999979,0.82964470494840659]
[null,2.9159999999997899,0.82978749380177952]
[null,2.9169999999997898,0.82993017459569574]
[null,2.9179999999997897,0.8300727473951709]
[null,2.9189999999997895,0.83021521226520789]
[null,2.9199999999997894,0.83035756927079774]
[null,2.9209999999997893,0.83049981847691856]
[null,2.9219999999997892,0.8306419599485364]
[null,2.9229999999997891,0.83078399375060441]
[null,2.923999999999789,0.8309259199480632]
[null,2.9249999999997889,0.83106773860584082]
[null,2.9259999999997888,0.83120944978885269]
[null,2.9269999999997887,0.83135105356200112]
[null,2.9279999999997885,0.83149254999017619]
[null,2.9289999999997884,0.83163393913825445]
[null,2.9299999999997883,0.83177522107110002]
[null,2.9309999999997882,0.83191639585356403]
[null,2.9319999999997881,0.83205746355048449]
[null,2.932999999999788,0.83219842422668622]
[null,2.9339999999997879,0.83233927794698115]
[null,2.9349999999997878,0.83248002477616789]
[null,2.9359999999997877,0.83262066477903218]
[null,2.9369999999997876,0.83276119802034609]
[null,2.9379999999997874,0.8329016245648686]
[null,2.9389999999997873,0.83304194447734536]
[null,2.9399999999997872,0.83318215782250848]
[null,2.9409999999997871,0.83332226466507664]
[null,2.941999999999787,0.83346226506975529]
[null,2.9429999999997869,0.83360215910123592]
[null,2.9439999999997868,0.83374194682419689]
[null,2.9449999999997867,0.83388162830330237]
[null,2.9459999999997866,0.8340212036032032]
[null,2.9469999999997865,0.83416067278853656]
[null,2.9479999999997863,0.83430003592392554]
[null,2.9489999999997862,0.83443929307397957]
[null,2.9499999999997861,0.83457844430329442]
[null,2.950999999999786,0.83471748967645121]
[null,2.9519999999997859,0.83485642925801784]
[null,2.9529999999997858,0.8349952631125479]
[null,2.9539999999997857,0.83513399130458088]
[null,2.9549999999997856,0.83527261389864216]
[null,2.9559999999997855,0.83541113095924291]
[null,2.9569999999997854,0.8355495425508801]
[null,2.9579999999997852,0.83568784873803681]
[null,2.9589999999997851,0.83582604958518103]
[null,2.959999999999785,0.8359641451567672]
[null,2.9609999999997849,0.83610213551723489]
[null,2.9619999999997848,0.83624002073100934]
[null,2.9629999999997847,0.83637780086250135]
[null,2.9639999999997846,0.83651547597610709]
[null,2.9649999999997845,0.83665304613620806]
[null,2.9659999999997844,0.83679051140717164]
[null,2.9669999999997843,0.83692787185334983]
[null,2.9679999999997841,0.83706512753908036]
[null,2.968999999999784,0.83720227852868589]
[null,2.9699999999997839,0.83733932488647478]
[null,2.9709999999997838,0.83747626667673991]
[null,2.9719999999997837,0.83761310396375976]
[null,2.9729999999997836,0.83774983681179749]
[null,2.9739999999997835,0.83788646528510169]
[null,2.9749999999997834,0.83802298944790521]
[null,2.9759999999997833,0.83815940936442668]
[null,2.9769999999997832,0.83829572509886896]
[null,2.977999999999783,0.83843193671542005]
[null,2.9789999999997829,0.83856804427825271]
[null,2.9799999999997828,0.8387040478515243]
[null,2.9809999999997827,0.83883994749937696]
[null,2.9819999999997826,0.8389757432859376]
[null,2.9829999999997825,0.8391114352753174]
[null,2.9839999999997824,0.83924702353161262]
[null,2.9849999999997823,0.83938250811890358]
[null,2.9859999999997822,0.83951788910125524]
[null,2.9869999999997821,0.83965316654271716]
[null,2.9879999999997819,0.83978834050732298]
[null,2.9889999999997818,0.83992341105909096]
[null,2.9899999999997817,0.84005837826202368]
[null,2.9909999999997816,0.84019324218010749]
[null,2.9919999999997815,0.8403280028773138]
[null,2.9929999999997814,0.84046266041759743]
[null,2.9939999999997813,0.84059721486489769]
[null,2.9949999999997812,0.840731666283138]
[null,2.9959999999997811,0.84086601473622569]
[null,2.996999999999781,0.8410002602880523]
[null,2.9979999999997808,0.8411344030024932]
[null,2.9989999999997807,0.84126844294340752]
[null,2.9999999999997806,0.84140238017463864]
[null,3.0009999999997805,0.8415362147600135]
[null,3.0019999999997804,0.84166994676334306]
[null,3.0029999999997803,0.84180357624842173]
[null,3.0039999999997802,0.84193710327902793]
[null,3.0049999999997801,0.84207052791892356]
[null,3.00599999999978,0.8422038502318544]
[null,3.0069999999997798,0.84233707028154958]
[null,3.0079999999997797,0.84247018813172181]
[null,3.0089999999997796,0.84260320384606735]
[null,3.0099999999997795,0.84273611748826605]
[null,3.0109999999997794,0.84286892912198108]
[null,3.0119999999997793,0.84300163881085888]
[null,3.0129999999997792,0.84313424661852943]
[null,3.0139999999997791,0.84326675260860617]
[null,3.014999999999779,0.84339915684468514]
[null,3.0159999999997789,0.84353145939034657]
[null,3.0169999999997787,0.84366366030915296]
[null,3.0179999999997786,0.84379575966465059]
[null,3.0189999999997785,0.84392775752036853]
[null,3.0199999999997784,0.84405965393981908]
[null,3.0209999999997783,0.84419144898649745]
[null,3.0219999999997782,0.84432314272388198]
[null,3.0229999999997781,0.84445473521543379]
[null,3.023999999999778,0.84458622652459714]
[null,3.0249999999997779,0.84471761671479872]
[null,3.0259999999997778,0.84484890584944872]
[null,3.0269999999997776,0.84498009399193952]
[null,3.0279999999997775,0.84511118120564666]
[null,3.0289999999997774,0.845242167553928]
[null,3.0299999999997773,0.84537305310012456]
[null,3.0309999999997772,0.84550383790755945]
[null,3.0319999999997771,0.84563452203953915]
[null,3.032999999999777,0.8457651055593518]
[null,3.0339999999997769,0.84589558853026858]
[null,3.0349999999997768,0.84602597101554333]
[null,3.0359999999997767,0.8461562530784118]
[null,3.0369999999997765,0.84628643478209253]
[null,3.0379999999997764,0.84641651618978653]
[null,3.0389999999997763,0.84654649736467658]
[null,3.0399999999997762,0.84667637836992848]
[null,3.0409999999997761,0.84680615926868974]
[null,3.041999999999776,0.8469358401240904]
[null,3.0429999999997759,0.84706542099924254]
[null,3.0439999999997758,0.84719490195724045]
[null,3.0449999999997757,0.84732428306116048]
[null,3.0459999999997756,0.84745356437406116]
[null,3.0469999999997754,0.84758274595898286]
[null,3.0479999999997753,0.84771182787894839]
[null,3.0489999999997752,0.84784081019696178]
[null,3.0499999999997751,0.84796969297600977]
[null,3.050999999999775,0.84809847627906043]
[null,3.0519999999997749,0.84822716016906408]
[null,3.0529999999997748,0.84835574470895259]
[null,3.0539999999997747,0.84848422996163975]
[null,3.0549999999997746,0.84861261599002091]
[null,3.0559999999997745,0.84874090285697346]
[null,3.0569999999997743,0.8488690906253562]
[null,3.0579999999997742,0.84899717935800956]
[null,3.0589999999997741,0.84912516911775582]
[null,3.059999999999774,0.84925305996739864]
[null,3.0609999999997739,0.84938085196972302]
[null,3.0619999999997738,0.84950854518749608]
[null,3.0629999999997737,0.84963613968346574]
[null,3.0639999999997736,0.84976363552036172]
[null,3.0649999999997735,0.84989103276089495]
[null,3.0659999999997734,0.85001833146775785]
[null,3.0669999999997732,0.85014553170362406]
[null,3.0679999999997731,0.85027263353114857]
[null,3.068999999999773,0.85039963701296761]
[null,3.0699999999997729,0.85052654221169877]
[null,3.0709999999997728,0.8506533491899404]
[null,3.0719999999997727,0.85078005801027268]
[null,3.0729999999997726,0.850906668735256]
[null,3.0739999999997725,0.85103318142743278]
[null,3.0749999999997724,0.8511595961493259]
[null,3.0759999999997722,0.85128591296343936]
[null,3.0769999999997721,0.85141213193225818]
[null,3.077999999999772,0.85153825311824849]
[null,3.0789999999997719,0.85166427658385702]
[null,3.0799999999997718,0.8517902023915116]
[null,3.0809999999997717,0.85191603060362087]
[null,3.0819999999997716,0.85204176128257414]
[null,3.0829999999997715,0.85216739449074164]
[null,3.0839999999997714,0.85229293029047448]
[null,3.0849999999997713,0.85241836874410415]
[null,3.0859999999997711,0.85254370991394302]
[null,3.086999999999771,0.85266895386228414]
[null,3.0879999999997709,0.85279410065140115]
[null,3.0889999999997708,0.85291915034354815]
[null,3.0899999999997707,0.8530441030009599]
[null,3.0909999999997706,0.85316895868585174]
[null,3.0919999999997705,0.85329371746041927]
[null,3.0929999999997704,0.85341837938683873]
[null,3.0939999999997703,0.85354294452726687]
[null,3.0949999999997702,0.85366741294384041]
[null,3.09599999999977,0.85379178469867689]
[null,3.0969999999997699,0.85391605985387409]
[null,3.0979999999997698,0.85404023847150978]
[null,3.0989999999997697,0.85416432061364223]
[null,3.0999999999997696,0.85428830634231012]
[null,3.1009999999997695,0.85441219571953175]
[null,3.1019999999997694,0.8545359888073063]
[null,3.1029999999997693,0.85465968566761241]
[null,3.1039999999997692,0.85478328636240941]
[null,3.1049999999997691,0.85490679095363631]
[null,3.1059999999997689,0.85503019950321235]
[null,3.1069999999997688,0.85515351207303658]
[null,3.1079999999997687,0.85527672872498828]
[null,3.1089999999997686,0.85539984952092663]
[null,3.1099999999997685,0.8555228745226906]
[null,3.1109999999997684,0.85564580379209887]
[null,3.1119999999997683,0.85576863739095077]
[null,3.1129999999997682,0.85589137538102433]
[null,3.1139999999997681,0.85601401782407827]
[null,3.114999999999768,0.85613656478185063]
[null,3.1159999999997678,0.85625901631605938]
[null,3.1169999999997677,0.85638137248840218]
[null,3.1179999999997676,0.85650363336055624]
[null,3.1189999999997675,0.85662579899417834]
[null,3.1199999999997674,0.8567478694509052]
[null,3.1209999999997673,0.85686984479235306]
[null,3.1219999999997672,0.85699172508011734]
[null,3.1229999999997671,0.85711351037577344]
[null,3.123999999999767,0.857235200740876]
[null,3.1249999999997669,0.85735679623695915]
[null,3.1259999999997667,0.85747829692553656]
[null,3.1269999999997666,0.85759970286810128]
[null,3.1279999999997665,0.85772101412612578]
[null,3.1289999999997664,0.85784223076106159]
[null,3.1299999999997663,0.85796335283434]
[null,3.1309999999997662,0.85808438040737134]
[null,3.1319999999997661,0.85820531354154528]
[null,3.132999999999766,0.85832615229823062]
[null,3.1339999999997659,0.8584468967387755]
[null,3.1349999999997658,0.8585675469245071]
[null,3.1359999999997656,0.85868810291673203]
[null,3.1369999999997655,0.85880856477673562]
[null,3.1379999999997654,0.85892893256578251]
[null,3.1389999999997653,0.8590492063451165]
[null,3.1399999999997652,0.8591693861759605]
[null,3.1409999999997651,0.8592894721195159]
[null,3.141999999999765,0.85940946423696374]
[null,3.1429999999997649,0.85952936258946333]
[null,3.1439999999997648,0.85964916723815377]
[null,3.1449999999997647,0.85976887824415227]
[null,3.1459999999997645,0.8598884956685553]
[null,3.1469999999997644,0.860008019572438]
[null,3.1479999999997643,0.86012745001685464]
[null,3.1489999999997642,0.86024678706283786]
[null,3.1499999999997641,0.86036603077139928]
[null,3.150999999999764,0.86048518120352935]
[null,3.1519999999997639,0.86060423842019707]
[null,3.1529999999997638,0.86072320248235012]
[null,3.1539999999997637,0.8608420734509149]
[null,3.1549999999997635,0.86096085138679657]
[null,3.1559999999997634,0.86107953635087853]
[null,3.1569999999997633,0.8611981284040231]
[null,3.1579999999997632,0.86131662760707106]
[null,3.1589999999997631,0.86143503402084154]
[null,3.159999999999763,0.86155334770613246]
[null,3.1609999999997629,0.86167156872371997]
[null,3.1619999999997628,0.86178969713435871]
[null,3.1629999999997627,0.86190773299878187]
[null,3.1639999999997626,0.86202567637770078]
[null,3.1649999999997624,0.86214352733180544]
[null,3.1659999999997623,0.86226128592176399]
[null,3.1669999999997622,0.86237895220822303]
[null,3.1679999999997621,0.86249652625180717]
[null,3.168999999999762,0.8626140081131195]
[null,3.1699999999997619,0.86273139785274144]
[null,3.1709999999997618,0.86284869553123245]
[null,3.1719999999997617,0.8629659012091303]
[null,3.1729999999997616,0.86308301494695061]
[null,3.1739999999997615,0.86320003680518764]
[null,3.1749999999997613,0.86331696684431325]
[null,3.1759999999997612,0.86343380512477785]
[null,3.1769999999997611,0.86355055170700967]
[null,3.177999999999761,0.86366720665141483]
[null,3.1789999999997609,0.86378377001837781]
[null,3.1799999999997608,0.86390024186826075]
[null,3.1809999999997607,0.86401662226140408]
[null,3.1819999999997606,0.86413291125812575]
[null,3.1829999999997605,0.86424910891872209]
[null,3.1839999999997604,0.8643652153034671]
[null,3.1849999999997602,0.86448123047261249]
[null,3.1859999999997601,0.86459715448638796]
[null,3.18699999999976,0.86471298740500113]
[null,3.1879999999997599,0.86482872928863741]
[null,3.1889999999997598,0.86494438019745956]
[null,3.1899999999997597,0.8650599401916087]
[null,3.1909999999997596,0.86517540933120318]
[null,3.1919999999997595,0.86529078767633938]
[null,3.1929999999997594,0.86540607528709124]
[null,3.1939999999997593,0.86552127222351016]
[null,3.1949999999997591,0.86563637854562558]
[null,3.195999999999759,0.86575139431344406]
[null,3.1969999999997589,0.86586631958695004]
[null,3.1979999999997588,0.86598115442610568]
[null,3.1989999999997587,0.86609589889085004]
[null,3.1999999999997586,0.86621055304110051]
[null,3.2009999999997585,0.8663251169367514]
[null,3.2019999999997584,0.86643959063767451]
[null,3.2029999999997583,0.86655397420371938]
[null,3.2039999999997582,0.86666826769471283]
[null,3.204999999999758,0.86678247117045892]
[null,3.2059999999997579,0.86689658469073938]
[null,3.2069999999997578,0.86701060831531296]
[null,3.2079999999997577,0.86712454210391599]
[null,3.2089999999997576,0.86723838611626214]
[null,3.2099999999997575,0.86735214041204201]
[null,3.2109999999997574,0.86746580505092385]
[null,3.2119999999997573,0.86757938009255309]
[null,3.2129999999997572,0.86769286559655212]
[null,3.2139999999997571,0.86780626162252072]
[null,3.2149999999997569,0.86791956823003591]
[null,3.2159999999997568,0.8680327854786517]
[null,3.2169999999997567,0.86814591342789926]
[null,3.2179999999997566,0.8682589521372871]
[null,3.2189999999997565,0.86837190166630052]
[null,3.2199999999997564,0.86848476207440184]
[null,3.2209999999997563,0.86859753342103085]
[null,3.2219999999997562,0.86871021576560392]
[null,3.2229999999997561,0.86882280916751464]
[null,3.2239999999997559,0.86893531368613353]
[null,3.2249999999997558,0.8690477293808081]
[null,3.2259999999997557,0.86916005631086268]
[null,3.2269999999997556,0.86927229453559862]
[null,3.2279999999997555,0.86938444411429439]
[null,3.2289999999997554,0.86949650510620469]
[null,3.2299999999997553,0.86960847757056192]
[null,3.2309999999997552,0.86972036156657451]
[null,3.2319999999997551,0.86983215715342821]
[null,3.232999999999755,0.86994386439028548]
[null,3.2339999999997548,0.87005548333628546]
[null,3.2349999999997547,0.87016701405054397]
[null,3.2359999999997546,0.87027845659215386]
[null,3.2369999999997545,0.8703898110201842]
[null,3.2379999999997544,0.87050107739368143]
[null,3.2389999999997543,0.8706122557716679]
[null,3.2399999999997542,0.87072334621314329]
[null,3.2409999999997541,0.87083434877708343]
[null,3.241999999999754,0.87094526352244095]
[null,3.2429999999997539,0.87105609050814514]
[null,3.2439999999997537,0.87116682979310167]
[null,3.2449999999997536,0.87127748143619299]
[null,3.2459999999997535,0.87138804549627791]
[null,3.2469999999997534,0.87149852203219169]
[null,3.2479999999997533,0.87160891110274641]
[null,3.2489999999997532,0.87171921276673026]
[null,3.2499999999997531,0.871829427082908]
[null,3.250999999999753,0.871939554110021]
[null,3.2519999999997529,0.87204959390678682]
[null,3.2529999999997528,0.87215954653189942]
[null,3.2539999999997526,0.8722694120440293]
[null,3.2549999999997525,0.87237919050182322]
[null,3.2559999999997524,0.87248888196390439]
[null,3.2569999999997523,0.87259848648887206]
[null,3.2579999999997522,0.87270800413530203]
[null,3.2589999999997521,0.87281743496174635]
[null,3.259999999999752,0.87292677902673321]
[null,3.2609999999997519,0.87303603638876726]
[null,3.2619999999997518,0.87314520710632915]
[null,3.2629999999997517,0.87325429123787579]
[null,3.2639999999997515,0.87336328884184056]
[null,3.2649999999997514,0.8734721999766325]
[null,3.2659999999997513,0.87358102470063725]
[null,3.2669999999997512,0.87368976307221635]
[null,3.2679999999997511,0.87379841514970757]
[null,3.268999999999751,0.87390698099142472]
[null,3.2699999999997509,0.87401546065565783]
[null,3.2709999999997508,0.87412385420067251]
[null,3.2719999999997507,0.87423216168471107]
[null,3.2729999999997506,0.8743403831659915]
[null,3.2739999999997504,0.8744485187027079]
[null,3.2749999999997503,0.87455656835303019]
[null,3.2759999999997502,0.87466453217510443]
[null,3.2769999999997501,0.87477241022705265]
[null,3.27799999999975,0.87488020256697274]
[null,3.2789999999997499,0.87498790925293846]
[null,3.2799999999997498,0.87509553034299969]
[null,3.2809999999997497,0.87520306589518204]
[null,3.2819999999997496,0.87531051596748688]
[null,3.2829999999997495,0.87541788061789172]
[null,3.2839999999997493,0.87552515990434965]
[null,3.2849999999997492,0.87563235388478977]
[null,3.2859999999997491,0.87573946261711688]
[null,3.286999999999749,0.87584648615921146]
[null,3.2879999999997489,0.87595342456892999]
[null,3.2889999999997488,0.87606027790410468]
[null,3.2899999999997487,0.87616704622254327]
[null,3.2909999999997486,0.87627372958202931]
[null,3.2919999999997485,0.87638032804032218]
[null,3.2929999999997484,0.87648684165515689]
[null,3.2939999999997482,0.87659327048424396]
[null,3.2949999999997481,0.87669961458526968]
[null,3.295999999999748,0.87680587401589616]
[null,3.2969999999997479,0.87691204883376073]
[null,3.2979999999997478,0.87701813909647663]
[null,3.2989999999997477,0.8771241448616327]
[null,3.2999999999997476,0.87723006618679333]
[null,3.3009999999997475,0.87733590312949805]
[null,3.3019999999997474,0.87744165574726263]
[null,3.3029999999997472,0.87754732409757796]
[null,3.3039999999997471,0.87765290823791031]
[null,3.304999999999747,0.87775840822570184]
[null,3.3059999999997469,0.87786382411836994]
[null,3.3069999999997468,0.87796915597330738]
[null,3.3079999999997467,0.87807440384788271]
[null,3.3089999999997466,0.87817956779943962]
[null,3.3099999999997465,0.87828464788529725]
[null,3.3109999999997464,0.87838964416275023]
[null,3.3119999999997463,0.87849455668906862]
[null,3.3129999999997461,0.87859938552149774]
[null,3.313999999999746,0.87870413071725828]
[null,3.3149999999997459,0.87880879233354625]
[null,3.3159999999997458,0.87891337042753315]
[null,3.3169999999997457,0.87901786505636559]
[null,3.3179999999997456,0.87912227627716566]
[null,3.3189999999997455,0.87922660414703047]
[null,3.3199999999997454,0.8793308487230328]
[null,3.3209999999997453,0.87943501006222013]
[null,3.3219999999997452,0.87953908822161586]
[null,3.322999999999745,0.87964308325821805]
[null,3.3239999999997449,0.87974699522900013]
[null,3.3249999999997448,0.87985082419091076]
[null,3.3259999999997447,0.87995457020087398]
[null,3.3269999999997446,0.8800582333157887]
[null,3.3279999999997445,0.88016181359252899]
[null,3.3289999999997444,0.88026531108794426]
[null,3.3299999999997443,0.88036872585885884]
[null,3.3309999999997442,0.8804720579620724]
[null,3.3319999999997441,0.88057530745435952]
[null,3.3329999999997439,0.88067847439246993]
[null,3.3339999999997438,0.88078155883312836]
[null,3.3349999999997437,0.88088456083303468]
[null,3.3359999999997436,0.88098748044886377]
[null,3.3369999999997435,0.88109031773726554]
[null,3.3379999999997434,0.88119307275486491]
[null,3.3389999999997433,0.88129574555826184]
[null,3.3399999999997432,0.8813983362040313]
[null,3.3409999999997431,0.88150084474872292]
[null,3.341999999999743,0.88160327124886195]
[null,3.3429999999997428,0.88170561576094775]
[null,3.3439999999997427,0.88180787834145524]
[null,3.3449999999997426,0.88191005904683417]
[null,3.3459999999997425,0.88201215793350896]
[null,3.3469999999997424,0.88211417505787892]
[null,3.3479999999997423,0.88221611047631876]
[null,3.3489999999997422,0.88231796424517728]
[null,3.3499999999997421,0.88241973642077887]
[null,3.350999999999742,0.88252142705942216]
[null,3.3519999999997419,0.88262303621738103]
[null,3.3529999999997417,0.88272456395090393]
[null,3.3539999999997416,0.88282601031621433]
[null,3.3549999999997415,0.88292737536951016]
[null,3.3559999999997414,0.88302865916696449]
[null,3.3569999999997413,0.88312986176472497]
[null,3.3579999999997412,0.88323098321891413]
[null,3.3589999999997411,0.8833320235856289]
[null,3.359999999999741,0.88343298292094152]
[null,3.3609999999997409,0.88353386128089828]
[null,3.3619999999997408,0.8836346587215208]
[null,3.3629999999997406,0.88373537529880497]
[null,3.3639999999997405,0.88383601106872145]
[null,3.3649999999997404,0.88393656608721571]
[null,3.3659999999997403,0.88403704041020781]
[null,3.3669999999997402,0.88413743409359236]
[null,3.3679999999997401,0.88423774719323867]
[null,3.36899999999974,0.88433797976499062]
[null,3.3699999999997399,0.88443813186466691]
[null,3.3709999999997398,0.88453820354806068]
[null,3.3719999999997397,0.88463819487093942]
[null,3.3729999999997395,0.88473810588904567]
[null,3.3739999999997394,0.88483793665809629]
[null,3.3749999999997393,0.88493768723378252]
[null,3.3759999999997392,0.8850373576717705]
[null,3.3769999999997391,0.8851369480277006]
[null,3.377999999999739,0.88523645835718801]
[null,3.3789999999997389,0.88533588871582203]
[null,3.3799999999997388,0.88543523915916678]
[null,3.3809999999997387,0.88553450974276071]
[null,3.3819999999997385,0.88563370052211698]
[null,3.3829999999997384,0.88573281155272277]
[null,3.3839999999997383,0.88583184289004002]
[null,3.3849999999997382,0.88593079458950519]
[null,3.3859999999997381,0.88602966670652894]
[null,3.386999999999738,0.88612845929649642]
[null,3.3879999999997379,0.88622717241476723]
[null,3.3889999999997378,0.88632580611667544]
[null,3.3899999999997377,0.88642436045752926]
[null,3.3909999999997376,0.88652283549261157]
[null,3.3919999999997374,0.88662123127717951]
[null,3.3929999999997373,0.88671954786646434]
[null,3.3939999999997372,0.88681778531567212]
[null,3.3949999999997371,0.88691594367998283]
[null,3.395999999999737,0.88701402301455101]
[null,3.3969999999997369,0.88711202337450545]
[null,3.3979999999997368,0.8872099448149493]
[null,3.3989999999997367,0.88730778739095972]
[null,3.3999999999997366,0.88740555115758857]
[null,3.4009999999997365,0.88750323616986182]
[null,3.4019999999997363,0.8876008424827796]
[null,3.4029999999997362,0.88769837015131625]
[null,3.4039999999997361,0.88779581923042072]
[null,3.404999999999736,0.88789318977501586]
[null,3.4059999999997359,0.88799048183999885]
[null,3.4069999999997358,0.88808769548024091]
[null,3.4079999999997357,0.88818483075058785]
[null,3.4089999999997356,0.88828188770585925]
[null,3.4099999999997355,0.88837886640084918]
[null,3.4109999999997354,0.88847576689032581]
[null,3.4119999999997352,0.88857258922903148]
[null,3.4129999999997351,0.88866933347168253]
[null,3.413999999999735,0.88876599967296965]
[null,3.4149999999997349,0.88886258788755756]
[null,3.4159999999997348,0.88895909817008523]
[null,3.4169999999997347,0.88905553057516551]
[null,3.4179999999997346,0.88915188515738575]
[null,3.4189999999997345,0.88924816197130685]
[null,3.4199999999997344,0.88934436107146453]
[null,3.4209999999997343,0.88944048251236785]
[null,3.4219999999997341,0.88953652634850044]
[null,3.422999999999734,0.88963249263431976]
[null,3.4239999999997339,0.88972838142425748]
[null,3.4249999999997338,0.88982419277271918]
[null,3.4259999999997337,0.8899199267340846]
[null,3.4269999999997336,0.89001558336270747]
[null,3.4279999999997335,0.89011116271291546]
[null,3.4289999999997334,0.89020666483901034]
[null,3.4299999999997333,0.89030208979526804]
[null,3.4309999999997332,0.89039743763593804]
[null,3.431999999999733,0.89049270841524442]
[null,3.4329999999997329,0.89058790218738459]
[null,3.4339999999997328,0.89068301900653046]
[null,3.4349999999997327,0.89077805892682749]
[null,3.4359999999997326,0.8908730220023956]
[null,3.4369999999997325,0.89096790828732808]
[null,3.4379999999997324,0.89106271783569257]
[null,3.4389999999997323,0.89115745070153052]
[null,3.4399999999997322,0.89125210693885726]
[null,3.4409999999997321,0.89134668660166205]
[null,3.4419999999997319,0.89144118974390818]
[null,3.4429999999997318,0.89153561641953261]
[null,3.4439999999997317,0.89162996668244632]
[null,3.4449999999997316,0.89172424058653432]
[null,3.4459999999997315,0.8918184381856552]
[null,3.4469999999997314,0.89191255953364157]
[null,3.4479999999997313,0.89200660468430004]
[null,3.4489999999997312,0.89210057369141071]
[null,3.4499999999997311,0.89219446660872792]
[null,3.4509999999997309,0.89228828348997968]
[null,3.4519999999997308,0.89238202438886771]
[null,3.4529999999997307,0.89247568935906763]
[null,3.4539999999997306,0.89256927845422918]
[null,3.4549999999997305,0.89266279172797536]
[null,3.4559999999997304,0.89275622923390352]
[null,3.4569999999997303,0.89284959102558425]
[null,3.4579999999997302,0.8929428771565624]
[null,3.4589999999997301,0.89303608768035636]
[null,3.45999999999973,0.89312922265045835]
[null,3.4609999999997298,0.89322228212033439]
[null,3.4619999999997297,0.89331526614342427]
[null,3.4629999999997296,0.89340817477314127]
[null,3.4639999999997295,0.89350100806287291]
[null,3.4649999999997294,0.89359376606598007]
[null,3.4659999999997293,0.89368644883579729]
[null,3.4669999999997292,0.89377905642563327]
[null,3.4679999999997291,0.89387158888877005]
[null,3.468999999999729,0.89396404627846338]
[null,3.4699999999997289,0.8940564286479431]
[null,3.4709999999997287,0.89414873605041212]
[null,3.4719999999997286,0.89424096853904778]
[null,3.4729999999997285,0.89433312616700045]
[null,3.4739999999997284,0.89442520898739464]
[null,3.4749999999997283,0.89451721705332821]
[null,3.4759999999997282,0.89460915041787292]
[null,3.4769999999997281,0.89470100913407402]
[null,3.477999999999728,0.89479279325495054]
[null,3.4789999999997279,0.89488450283349508]
[null,3.4799999999997278,0.89497613792267394]
[null,3.4809999999997276,0.8950676985754269]
[null,3.4819999999997275,0.89515918484466772]
[null,3.4829999999997274,0.89525059678328334]
[null,3.4839999999997273,0.89534193444413468]
[null,3.4849999999997272,0.89543319788005593]
[null,3.4859999999997271,0.8955243871438554]
[null,3.486999999999727,0.89561550228831432]
[null,3.4879999999997269,0.89570654336618816]
[null,3.4889999999997268,0.8957975104302055]
[null,3.4899999999997267,0.89588840353306876]
[null,3.4909999999997265,0.89597922272745389]
[null,3.4919999999997264,0.89606996806601047]
[null,3.4929999999997263,0.89616063960136139]
[null,3.4939999999997262,0.89625123738610346]
[null,3.4949999999997261,0.89634176147280664]
[null,3.495999999999726,0.8964322119140149]
[null,3.4969999999997259,0.89652258876224533]
[null,3.4979999999997258,0.89661289206998884]
[null,3.4989999999997257,0.8967031218897098]
[null,3.4999999999997256,0.89679327827384603]
[null,3.5009999999997254,0.89688336127480894]
[null,3.5019999999997253,0.89697337094498342]
[null,3.5029999999997252,0.89706330733672801]
[null,3.5039999999997251,0.89715317050237453]
[null,3.504999999999725,0.89724296049422836]
[null,3.5059999999997249,0.89733267736456868]
[null,3.5069999999997248,0.89742232116564769]
[null,3.5079999999997247,0.89751189194969139]
[null,3.5089999999997246,0.89760138976889925]
[null,3.5099999999997245,0.89769081467544398]
[null,3.5109999999997243,0.89778016672147209]
[null,3.5119999999997242,0.89786944595910334]
[null,3.5129999999997241,0.89795865244043094]
[null,3.513999999999724,0.89804778621752179]
[null,3.5149999999997239,0.89813684734241594]
[null,3.5159999999997238,0.89822583586712712]
[null,3.5169999999997237,0.8983147518436424]
[null,3.5179999999997236,0.89840359532392222]
[null,3.5189999999997235,0.89849236635990071]
[null,3.5199999999997234,0.89858106500348522]
[null,3.5209999999997232,0.89866969130655661]
[null,3.5219999999997231,0.89875824532096893]
[null,3.522999999999723,0.89884672709855007]
[null,3.5239999999997229,0.89893513669110114]
[null,3.5249999999997228,0.89902347415039641]
[null,3.5259999999997227,0.89911173952818402]
[null,3.5269999999997226,0.89919993287618505]
[null,3.5279999999997225,0.89928805424609448]
[null,3.5289999999997224,0.89937610368958021]
[null,3.5299999999997222,0.8994640812582837]
[null,3.5309999999997221,0.89955198700382]
[null,3.531999999999722,0.89963982097777728]
[null,3.5329999999997219,0.89972758323171709]
[null,3.5339999999997218,0.89981527381717452]
[null,3.5349999999997217,0.89990289278565805]
[null,3.5359999999997216,0.89999044018864927]
[null,3.5369999999997215,0.90007791607760335]
[null,3.5379999999997214,0.90016532050394893]
[null,3.5389999999997213,0.90025265351908756]
[null,3.5399999999997211,0.9003399151743946]
[null,3.540999999999721,0.90042710552121841]
[null,3.5419999999997209,0.90051422461088115]
[null,3.5429999999997208,0.90060127249467781]
[null,3.5439999999997207,0.90068824922387702]
[null,3.5449999999997206,0.90077515484972071]
[null,3.5459999999997205,0.9008619894234241]
[null,3.5469999999997204,0.90094875299617572]
[null,3.5479999999997203,0.90103544561913751]
[null,3.5489999999997202,0.90112206734344447]
[null,3.54999999999972,0.90120861822020548]
[null,3.5509999999997199,0.90129509830050203]
[null,3.5519999999997198,0.90138150763538949]
[null,3.5529999999997197,0.90146784627589627]
[null,3.5539999999997196,0.90155411427302412]
[null,3.5549999999997195,0.90164031167774805]
[null,3.5559999999997194,0.90172643854101664]
[null,3.5569999999997193,0.90181249491375126]
[null,3.5579999999997192,0.90189848084684721]
[null,3.5589999999997191,0.90198439639117245]
[null,3.5599999999997189,0.90207024159756888]
[null,3.5609999999997188,0.90215601651685096]
[null,3.5619999999997187,0.90224172119980706]
[null,3.5629999999997186,0.90232735569719846]
[null,3.5639999999997185,0.90241292005975993]
[null,3.5649999999997184,0.90249841433819933]
[null,3.5659999999997183,0.90258383858319802]
[null,3.5669999999997182,0.90266919284541036]
[null,3.5679999999997181,0.90275447717546431]
[null,3.568999999999718,0.90283969162396072]
[null,3.5699999999997178,0.9029248362414739]
[null,3.5709999999997177,0.90300991107855155]
[null,3.5719999999997176,0.90309491618571447]
[null,3.5729999999997175,0.9031798516134566]
[null,3.5739999999997174,0.90326471741224534]
[null,3.5749999999997173,0.90334951363252136]
[null,3.5759999999997172,0.90343424032469843]
[null,3.5769999999997171,0.9035188975391637]
[null,3.577999999999717,0.90360348532627732]
[null,3.5789999999997169,0.90368800373637315]
[null,3.5799999999997167,0.90377245281975771]
[null,3.5809999999997166,0.90385683262671124]
[null,3.5819999999997165,0.90394114320748697]
[null,3.5829999999997164,0.90402538461231141]
[null,3.5839999999997163,0.90410955689138439]
[null,3.5849999999997162,0.90419366009487878]
[null,3.5859999999997161,0.90427769427294102]
[null,3.586999999999716,0.90436165947569036]
[null,3.5879999999997159,0.90444555575321961]
[null,3.5889999999997158,0.90452938315559461]
[null,3.5899999999997156,0.90461314173285456]
[null,3.5909999999997155,0.90469683153501168]
[null,3.5919999999997154,0.90478045261205153]
[null,3.5929999999997153,0.90486400501393316]
[null,3.5939999999997152,0.90494748879058828]
[null,3.5949999999997151,0.90503090399192232]
[null,3.595999999999715,0.90511425066781359]
[null,3.5969999999997149,0.90519752886811378]
[null,3.5979999999997148,0.9052807386426478]
[null,3.5989999999997146,0.9053638800412136]
[null,3.5999999999997145,0.90544695311358259]
[null,3.6009999999997144,0.90552995790949919]
[null,3.6019999999997143,0.9056128944786811]
[null,3.6029999999997142,0.90569576287081921]
[null,3.6039999999997141,0.9057785631355777]
[null,3.604999999999714,0.90586129532259374]
[null,3.6059999999997139,0.90594395948147788]
[null,3.6069999999997138,0.90602655566181389]
[null,3.6079999999997137,0.90610908391315859]
[null,3.6089999999997135,0.90619154428504223]
[null,3.6099999999997134,0.90627393682696789]
[null,3.6109999999997133,0.9063562615884122]
[null,3.6119999999997132,0.90643851861882485]
[null,3.6129999999997131,0.90652070796762874]
[null,3.613999999999713,0.90660282968422001]
[null,3.6149999999997129,0.90668488381796775]
[null,3.6159999999997128,0.90676687041821458]
[null,3.6169999999997127,0.90684878953427606]
[null,3.6179999999997126,0.90693064121544098]
[null,3.6189999999997124,0.90701242551097161]
[null,3.6199999999997123,0.90709414247010312]
[null,3.6209999999997122,0.9071757921420438]
[null,3.6219999999997121,0.90725737457597533]
[null,3.622999999999712,0.90733888982105249]
[null,3.6239999999997119,0.90742033792640331]
[null,3.6249999999997118,0.90750171894112885]
[null,3.6259999999997117,0.90758303291430353]
[null,3.6269999999997116,0.90766427989497489]
[null,3.6279999999997115,0.90774545993216371]
[null,3.6289999999997113,0.90782657307486392]
[null,3.6299999999997112,0.90790761937204245]
[null,3.6309999999997111,0.90798859887263972]
[null,3.631999999999711,0.90806951162556926]
[null,3.6329999999997109,0.90815035767971752]
[null,3.6339999999997108,0.90823113708394454]
[null,3.6349999999997107,0.90831184988708313]
[null,3.6359999999997106,0.90839249613793971]
[null,3.6369999999997105,0.90847307588529358]
[null,3.6379999999997104,0.9085535891778973]
[null,3.6389999999997102,0.90863403606447657]
[null,3.6399999999997101,0.90871441659373053]
[null,3.64099999999971,0.90879473081433115]
[null,3.6419999999997099,0.90887497877492363]
[null,3.6429999999997098,0.90895516052412673]
[null,3.6439999999997097,0.90903527611053203]
[null,3.6449999999997096,0.90911532558270425]
[null,3.6459999999997095,0.90919530898918166]
[null,3.6469999999997094,0.90927522637847535]
[null,3.6479999999997093,0.90935507779906977]
[null,3.6489999999997091,0.90943486329942258]
[null,3.649999999999709,0.9095145829279645]
[null,3.6509999999997089,0.90959423673309958]
[null,3.6519999999997088,0.90967382476320491]
[null,3.6529999999997087,0.90975334706663091]
[null,3.6539999999997086,0.90983280369170105]
[null,3.6549999999997085,0.90991219468671214]
[null,3.6559999999997084,0.90999152009993411]
[null,3.6569999999997083,0.91007077997960995]
[null,3.6579999999997082,0.91014997437395595]
[null,3.658999999999708,0.9102291033311618]
[null,3.6599999999997079,0.91030816689939009]
[null,3.6609999999997078,0.91038716512677664]
[null,3.6619999999997077,0.91046609806143042]
[null,3.6629999999997076,0.91054496575143395]
[null,3.6639999999997075,0.91062376824484259]
[null,3.6649999999997074,0.9107025055896848]
[null,3.6659999999997073,0.91078117783396262]
[null,3.6669999999997072,0.91085978502565113]
[null,3.6679999999997071,0.91093832721269841]
[null,3.6689999999997069,0.91101680444302602]
[null,3.6699999999997068,0.91109521676452854]
[null,3.6709999999997067,0.9111735642250739]
[null,3.6719999999997066,0.91125184687250305]
[null,3.6729999999997065,0.9113300647546303]
[null,3.6739999999997064,0.91140821791924287]
[null,3.6749999999997063,0.91148630641410178]
[null,3.6759999999997062,0.91156433028694073]
[null,3.6769999999997061,0.91164228958546678]
[null,3.6779999999997059,0.91172018435736013]
[null,3.6789999999997058,0.91179801465027444]
[null,3.6799999999997057,0.91187578051183638]
[null,3.6809999999997056,0.91195348198964576]
[null,3.6819999999997055,0.91203111913127566]
[null,3.6829999999997054,0.91210869198427258]
[null,3.6839999999997053,0.91218620059615607]
[null,3.6849999999997052,0.91226364501441881]
[null,3.6859999999997051,0.91234102528652683]
[null,3.686999999999705,0.9124183414599194]
[null,3.6879999999997048,0.91249559358200893]
[null,3.6889999999997047,0.91257278170018108]
[null,3.6899999999997046,0.91264990586179462]
[null,3.6909999999997045,0.91272696611418191]
[null,3.6919999999997044,0.91280396250464813]
[null,3.6929999999997043,0.91288089508047188]
[null,3.6939999999997042,0.91295776388890504]
[null,3.6949999999997041,0.9130345689771725]
[null,3.695999999999704,0.91311131039247273]
[null,3.6969999999997039,0.91318798818197722]
[null,3.6979999999997037,0.91326460239283058]
[null,3.6989999999997036,0.91334115307215091]
[null,3.6999999999997035,0.91341764026702943]
[null,3.7009999999997034,0.91349406402453071]
[null,3.7019999999997033,0.91357042439169223]
[null,3.7029999999997032,0.91364672141552528]
[null,3.7039999999997031,0.91372295514301394]
[null,3.704999999999703,0.91379912562111576]
[null,3.7059999999997029,0.91387523289676131]
[null,3.7069999999997028,0.91395127701685475]
[null,3.7079999999997026,0.91402725802827334]
[null,3.7089999999997025,0.9141031759778675]
[null,3.7099999999997024,0.91417903091246111]
[null,3.7109999999997023,0.91425482287885107]
[null,3.7119999999997022,0.91433055192380785]
[null,3.7129999999997021,0.91440621809407496]
[null,3.713999999999702,0.91448182143636925]
[null,3.7149999999997019,0.9145573619973808]
[null,3.7159999999997018,0.91463283982377319]
[null,3.7169999999997017,0.91470825496218289]
[null,3.7179999999997015,0.91478360745921994]
[null,3.7189999999997014,0.91485889736146764]
[null,3.7199999999997013,0.91493412471548252]
[null,3.7209999999997012,0.91500928956779426]
[null,3.7219999999997011,0.9150843919649061]
[null,3.722999999999701,0.91515943195329452]
[null,3.7239999999997009,0.91523440957940905]
[null,3.7249999999997008,0.91530932488967276]
[null,3.7259999999997007,0.91538417793048188]
[null,3.7269999999997006,0.9154589687482062]
[null,3.7279999999997004,0.91553369738918855]
[null,3.7289999999997003,0.91560836389974509]
[null,3.7299999999997002,0.91568296832616536]
[null,3.7309999999997001,0.91575751071471223]
[null,3.7319999999997,0.91583199111162183]
[null,3.7329999999996999,0.91590640956310376]
[null,3.7339999999996998,0.91598076611534063]
[null,3.7349999999996997,0.91605506081448873]
[null,3.7359999999996996,0.91612929370667751]
[null,3.7369999999996995,0.91620346483800963]
[null,3.7379999999996993,0.91627757425456124]
[null,3.7389999999996992,0.91635162200238196]
[null,3.7399999999996991,0.91642560812749441]
[null,3.740999999999699,0.9164995326758949]
[null,3.7419999999996989,0.91657339569355267]
[null,3.7429999999996988,0.91664719722641075]
[null,3.7439999999996987,0.9167209373203854]
[null,3.7449999999996986,0.91679461602136592]
[null,3.7459999999996985,0.91686823337521528]
[null,3.7469999999996983,0.91694178942776994]
[null,3.7479999999996982,0.91701528422483936]
[null,3.7489999999996981,0.91708871781220647]
[null,3.749999999999698,0.91716209023562778]
[null,3.7509999999996979,0.91723540154083294]
[null,3.7519999999996978,0.91730865177352505]
[null,3.7529999999996977,0.91738184097938069]
[null,3.7539999999996976,0.91745496920404956]
[null,3.7549999999996975,0.91752803649315517]
[null,3.7559999999996974,0.91760104289229405]
[null,3.7569999999996972,0.91767398844703629]
[null,3.7579999999996971,0.91774687320292514]
[null,3.758999999999697,0.91781969720547774]
[null,3.7599999999996969,0.91789246050018414]
[null,3.7609999999996968,0.91796516313250809]
[null,3.7619999999996967,0.91803780514788647]
[null,3.7629999999996966,0.91811038659173005]
[null,3.7639999999996965,0.91818290750942255]
[null,3.7649999999996964,0.91825536794632134]
[null,3.7659999999996963,0.91832776794775706]
[null,3.7669999999996961,0.91840010755903412]
[null,3.767999999999696,0.91847238682542987]
[null,3.7689999999996959,0.91854460579219555]
[null,3.7699999999996958,0.91861676450455543]
[null,3.7709999999996957,0.91868886300770758]
[null,3.7719999999996956,0.91876090134682342]
[null,3.7729999999996955,0.91883287956704762]
[null,3.7739999999996954,0.91890479771349853]
[null,3.7749999999996953,0.91897665583126786]
[null,3.7759999999996952,0.9190484539654209]
[null,3.776999999999695,0.91912019216099627]
[null,3.7779999999996949,0.91919187046300599]
[null,3.7789999999996948,0.91926348891643572]
[null,3.7799999999996947,0.91933504756624462]
[null,3.7809999999996946,0.91940654645736519]
[null,3.7819999999996945,0.91947798563470351]
[null,3.7829999999996944,0.91954936514313912]
[null,3.7839999999996943,0.91962068502752503]
[null,3.7849999999996942,0.91969194533268772]
[null,3.7859999999996941,0.91976314610342724]
[null,3.7869999999996939,0.91983428738451734]
[null,3.7879999999996938,0.91990536922070476]
[null,3.7889999999996937,0.91997639165671019]
[null,3.7899999999996936,0.92004735473722776]
[null,3.7909999999996935,0.92011825850692508]
[null,3.7919999999996934,0.9201891030104431]
[null,3.7929999999996933,0.92025988829239669]
[null,3.7939999999996932,0.92033061439737396]
[null,3.7949999999996931,0.92040128136993671]
[null,3.795999999999693,0.92047188925461998]
[null,3.7969999999996928,0.92054243809593295]
[null,3.7979999999996927,0.92061292793835769]
[null,3.7989999999996926,0.92068335882635033]
[null,3.7999999999996925,0.9207537308043402]
[null,3.8009999999996924,0.92082404391673056]
[null,3.8019999999996923,0.92089429820789781]
[null,3.8029999999996922,0.92096449372219236]
[null,3.8039999999996921,0.92103463050393797]
[null,3.804999999999692,0.92110470859743188]
[null,3.8059999999996919,0.921174728046945]
[null,3.8069999999996917,0.92124468889672217]
[null,3.8079999999996916,0.92131459119098125]
[null,3.8089999999996915,0.92138443497391409]
[null,3.8099999999996914,0.92145422028968593]
[null,3.8109999999996913,0.92152394718243591]
[null,3.8119999999996912,0.92159361569627662]
[null,3.8129999999996911,0.92166322587529403]
[null,3.813999999999691,0.92173277776354812]
[null,3.8149999999996909,0.92180227140507232]
[null,3.8159999999996908,0.92187170684387365]
[null,3.8169999999996906,0.92194108412393294]
[null,3.8179999999996905,0.92201040328920436]
[null,3.8189999999996904,0.92207966438361622]
[null,3.8199999999996903,0.92214886745106994]
[null,3.8209999999996902,0.92221801253544089]
[null,3.8219999999996901,0.92228709968057809]
[null,3.82299999999969,0.92235612893030428]
[null,3.8239999999996899,0.92242510032841574]
[null,3.8249999999996898,0.92249401391868235]
[null,3.8259999999996896,0.9225628697448478]
[null,3.8269999999996895,0.92263166785062967]
[null,3.8279999999996894,0.922700408279719]
[null,3.8289999999996893,0.92276909107578031]
[null,3.8299999999996892,0.92283771628245215]
[null,3.8309999999996891,0.92290628394334695]
[null,3.831999999999689,0.9229747941020503]
[null,3.8329999999996889,0.92304324680212191]
[null,3.8339999999996888,0.92311164208709506]
[null,3.8349999999996887,0.92317998000047696]
[null,3.8359999999996885,0.92324826058574827]
[null,3.8369999999996884,0.92331648388636356]
[null,3.8379999999996883,0.92338464994575098]
[null,3.8389999999996882,0.9234527588073127]
[null,3.8399999999996881,0.92352081051442447]
[null,3.840999999999688,0.92358880511043573]
[null,3.8419999999996879,0.92365674263866981]
[null,3.8429999999996878,0.92372462314242387]
[null,3.8439999999996877,0.92379244666496863]
[null,3.8449999999996876,0.92386021324954881]
[null,3.8459999999996874,0.92392792293938264]
[null,3.8469999999996873,0.92399557577766256]
[null,3.8479999999996872,0.92406317180755437]
[null,3.8489999999996871,0.92413071107219802]
[null,3.849999999999687,0.9241981936147069]
[null,3.8509999999996869,0.92426561947816865]
[null,3.8519999999996868,0.9243329887056444]
[null,3.8529999999996867,0.92440030134016915]
[null,3.8539999999996866,0.92446755742475184]
[null,3.8549999999996865,0.9245347570023752]
[null,3.8559999999996863,0.92460190011599586]
[null,3.8569999999996862,0.92466898680854415]
[null,3.8579999999996861,0.92473601712292419]
[null,3.858999999999686,0.92480299110201436]
[null,3.8599999999996859,0.92486990878866648]
[null,3.8609999999996858,0.92493677022570642]
[null,3.8619999999996857,0.92500357545593381]
[null,3.8629999999996856,0.92507032452212257]
[null,3.8639999999996855,0.92513701746701982]
[null,3.8649999999996854,0.92520365433334706]
[null,3.8659999999996852,0.92527023516379958]
[null,3.8669999999996851,0.92533676000104648]
[null,3.867999999999685,0.92540322888773108]
[null,3.8689999999996849,0.92546964186647007]
[null,3.8699999999996848,0.9255359989798545]
[null,3.8709999999996847,0.92560230027044932]
[null,3.8719999999996846,0.92566854578079316]
[null,3.8729999999996845,0.9257347355533988]
[null,3.8739999999996844,0.92580086963075281]
[null,3.8749999999996843,0.92586694805531589]
[null,3.8759999999996841,0.92593297086952253]
[null,3.876999999999684,0.92599893811578127]
[null,3.8779999999996839,0.92606484983647464]
[null,3.8789999999996838,0.92613070607395909]
[null,3.8799999999996837,0.92619650687056498]
[null,3.8809999999996836,0.92626225226859682]
[null,3.8819999999996835,0.926327942310333]
[null,3.8829999999996834,0.92639357703802594]
[null,3.8839999999996833,0.92645915649390209]
[null,3.8849999999996832,0.92652468072016181]
[null,3.885999999999683,0.92659014975897958]
[null,3.8869999999996829,0.92665556365250379]
[null,3.8879999999996828,0.92672092244285709]
[null,3.8889999999996827,0.9267862261721358]
[null,3.8899999999996826,0.9268514748824106]
[null,3.8909999999996825,0.92691666861572619]
[null,3.8919999999996824,0.92698180741410108]
[null,3.8929999999996823,0.927046891319528]
[null,3.8939999999996822,0.92711192037397383]
[null,3.894999999999682,0.92717689461937935]
[null,3.8959999999996819,0.9272418140976596]
[null,3.8969999999996818,0.9273066788507035]
[null,3.8979999999996817,0.92737148892037413]
[null,3.8989999999996816,0.92743624434850891]
[null,3.8999999999996815,0.92750094517691883]
[null,3.9009999999996814,0.92756559144738959]
[null,3.9019999999996813,0.92763018320168056]
[null,3.9029999999996812,0.92769472048152546]
[null,3.9039999999996811,0.92775920332863204]
[null,3.9049999999996809,0.9278236317846823]
[null,3.9059999999996808,0.92788800589133213]
[null,3.9069999999996807,0.92795232569021202]
[null,3.9079999999996806,0.92801659122292612]
[null,3.9089999999996805,0.92808080253105296]
[null,3.9099999999996804,0.92814495965614519]
[null,3.9109999999996803,0.92820906263972991]
[null,3.9119999999996802,0.92827311152330794]
[null,3.9129999999996801,0.92833710634835465]
[null,3.91399999999968,0.92840104715631933]
[null,3.9149999999996798,0.92846493398862573]
[null,3.9159999999996797,0.92852876688667163]
[null,3.9169999999996796,0.92859254589182916]
[null,3.9179999999996795,0.92865627104544446]
[null,3.9189999999996794,0.92871994238883804]
[null,3.9199999999996793,0.92878355996330475]
[null,3.9209999999996792,0.92884712381011347]
[null,3.9219999999996791,0.92891063397050733]
[null,3.922999999999679,0.92897409048570401]
[null,3.9239999999996789,0.92903749339689512]
[null,3.9249999999996787,0.92910084274524662]
[null,3.9259999999996786,0.92916413857189883]
[null,3.9269999999996785,0.92922738091796631]
[null,3.9279999999996784,0.92929056982453795]
[null,3.9289999999996783,0.9293537053326768]
[null,3.9299999999996782,0.92941678748342038]
[null,3.9309999999996781,0.92947981631778032]
[null,3.931999999999678,0.92954279187674271]
[null,3.9329999999996779,0.92960571420126803]
[null,3.9339999999996778,0.92966858333229085]
[null,3.9349999999996776,0.92973139931072046]
[null,3.9359999999996775,0.92979416217743993]
[null,3.9369999999996774,0.92985687197330724]
[null,3.9379999999996773,0.9299195287391544]
[null,3.9389999999996772,0.92998213251578787]
[null,3.9399999999996771,0.93004468334398849]
[null,3.940999999999677,0.93010718126451142]
[null,3.9419999999996769,0.93016962631808642]
[null,3.9429999999996768,0.93023201854541726]
[null,3.9439999999996767,0.93029435798718252]
[null,3.9449999999996765,0.93035664468403478]
[null,3.9459999999996764,0.93041887867660145]
[null,3.9469999999996763,0.93048106000548414]
[null,3.9479999999996762,0.93054318871125874]
[null,3.9489999999996761,0.93060526483447592]
[null,3.949999999999676,0.93066728841566049]
[null,3.9509999999996759,0.93072925949531182]
[null,3.9519999999996758,0.93079117811390388]
[null,3.9529999999996757,0.93085304431188498]
[null,3.9539999999996756,0.93091485812967756]
[null,3.9549999999996754,0.9309766196076793]
[null,3.9559999999996753,0.93103832878626169]
[null,3.9569999999996752,0.93109998570577102]
[null,3.9579999999996751,0.93116159040652802]
[null,3.958999999999675,0.93122314292882791]
[null,3.9599999999996749,0.93128464331294036]
[null,3.9609999999996748,0.93134609159910986]
[null,3.9619999999996747,0.93140748782755489]
[null,3.9629999999996746,0.93146883203846909]
[null,3.9639999999996745,0.9315301242720202]
[null,3.9649999999996743,0.93159136456835068]
[null,3.9659999999996742,0.93165255296757743]
[null,3.9669999999996741,0.93171368950979216]
[null,3.967999999999674,0.93177477423506094]
[null,3.9689999999996739,0.9318358071834244]
[null,3.9699999999996738,0.93189678839489787]
[null,3.9709999999996737,0.93195771790947135]
[null,3.9719999999996736,0.93201859576710921]
[null,3.9729999999996735,0.93207942200775062]
[null,3.9739999999996733,0.93214019667130932]
[null,3.9749999999996732,0.93220091979767361]
[null,3.9759999999996731,0.9322615914267065]
[null,3.976999999999673,0.93232221159824569]
[null,3.9779999999996729,0.9323827803521032]
[null,3.9789999999996728,0.93244329772806633]
[null,3.9799999999996727,0.9325037637658965]
[null,3.9809999999996726,0.93256417850532991]
[null,3.9819999999996725,0.93262454198607758]
[null,3.9829999999996724,0.93268485424782521]
[null,3.9839999999996722,0.93274511533023308]
[null,3.9849999999996721,0.93280532527293614]
[null,3.985999999999672,0.93286548411554415]
[null,3.9869999999996719,0.93292559189764157]
[null,3.9879999999996718,0.93298564865878775]
[null,3.9889999999996717,0.93304565443851639]
[null,3.9899999999996716,0.93310560927633623]
[null,3.9909999999996715,0.9331655132117308]
[null,3.9919999999996714,0.93322536628415798]
[null,3.9929999999996713,0.93328516853305099]
[null,3.9939999999996711,0.93334491999781732]
[null,3.994999999999671,0.93340462071783947]
[null,3.9959999999996709,0.93346427073247484]
[null,3.9969999999996708,0.93352387008105542]
[null,3.9979999999996707,0.93358341880288798]
[null,3.9989999999996706,0.93364291693725432]
[null,3.9999999999996705,0.93370236452341082]
[null,4.0009999999996708,0.93376176160058899]
[null,4.0019999999996712,0.9338211082079948]
[null,4.0029999999996715,0.93388040438480924]
[null,4.0039999999996718,0.93393965017018832]
[null,4.0049999999996722,0.93399884560326263]
[null,4.0059999999996725,0.93405799072313767]
[null,4.0069999999996728,0.93411708556889406]
[null,4.0079999999996732,0.93417613017958701]
[null,4.0089999999996735,0.93423512459424685]
[null,4.0099999999996738,0.93429406885187849]
[null,4.0109999999996742,0.93435296299146209]
[null,4.0119999999996745,0.9344118070519527]
[null,4.0129999999996748,0.93447060107227997]
[null,4.0139999999996752,0.93452934509134877]
[null,4.0149999999996755,0.93458803914803878]
[null,4.0159999999996758,0.93464668328120482]
[null,4.0169999999996762,0.93470527752967647]
[null,4.0179999999996765,0.93476382193225827]
[null,4.0189999999996768,0.93482231652772974]
[null,4.0199999999996772,0.93488076135484555]
[null,4.0209999999996775,0.93493915645233505]
[null,4.0219999999996778,0.93499750185890307]
[null,4.0229999999996782,0.93505579761322877]
[null,4.0239999999996785,0.93511404375396701]
[null,4.0249999999996788,0.93517224031974711]
[null,4.0259999999996792,0.93523038734917385]
[null,4.0269999999996795,0.93528848488082672]
[null,4.0279999999996798,0.93534653295326042]
[null,4.0289999999996802,0.93540453160500481]
[null,4.0299999999996805,0.93546248087456452]
[null,4.0309999999996808,0.93552038080041933]
[null,4.0319999999996812,0.93557823142102448]
[null,4.0329999999996815,0.93563603277480967]
[null,4.0339999999996818,0.93569378490018007]
[null,4.0349999999996822,0.93575148783551598]
[null,4.0359999999996825,0.93580914161917284]
[null,4.0369999999996828,0.93586674628948086]
[null,4.0379999999996832,0.93592430188474574]
[null,4.0389999999996835,0.93598180844324808]
[null,4.0399999999996838,0.93603926600324394]
[null,4.0409999999996842,0.93609667460296409]
[null,4.0419999999996845,0.93615403428061483]
[null,4.0429999999996848,0.93621134507437742]
[null,4.0439999999996852,0.93626860702240844]
[null,4.0449999999996855,0.93632582016283961]
[null,4.0459999999996858,0.93638298453377777]
[null,4.0469999999996862,0.93644010017330492]
[null,4.0479999999996865,0.93649716711947861]
[null,4.0489999999996868,0.9365541854103312]
[null,4.0499999999996872,0.93661115508387038]
[null,4.0509999999996875,0.93666807617807935]
[null,4.0519999999996879,0.93672494873091627]
[null,4.0529999999996882,0.93678177278031449]
[null,4.0539999999996885,0.93683854836418301]
[null,4.0549999999996889,0.93689527552040563]
[null,4.0559999999996892,0.93695195428684186]
[null,4.0569999999996895,0.93700858470132609]
[null,4.0579999999996899,0.9370651668016684]
[null,4.0589999999996902,0.93712170062565392]
[null,4.0599999999996905,0.9371781862110431]
[null,4.0609999999996909,0.93723462359557186]
[null,4.0619999999996912,0.93729101281695137]
[null,4.0629999999996915,0.93734735391286805]
[null,4.0639999999996919,0.93740364692098388]
[null,4.0649999999996922,0.93745989187893597]
[null,4.0659999999996925,0.9375160888243369]
[null,4.0669999999996929,0.93757223779477472]
[null,4.0679999999996932,0.9376283388278126]
[null,4.0689999999996935,0.93768439196098952]
[null,4.0699999999996939,0.93774039723181934]
[null,4.0709999999996942,0.93779635467779177]
[null,4.0719999999996945,0.9378522643363717]
[null,4.0729999999996949,0.93790812624499953]
[null,4.0739999999996952,0.9379639404410911]
[null,4.0749999999996955,0.93801970696203762]
[null,4.0759999999996959,0.93807542584520587]
[null,4.0769999999996962,0.93813109712793796]
[null,4.0779999999996965,0.93818672084755161]
[null,4.0789999999996969,0.93824229704133999]
[null,4.0799999999996972,0.9382978257465715]
[null,4.0809999999996975,0.93835330700049047]
[null,4.0819999999996979,0.93840874084031656]
[null,4.0829999999996982,0.93846412730324469]
[null,4.0839999999996985,0.93851946642644557]
[null,4.0849999999996989,0.93857475824706549]
[null,4.0859999999996992,0.9386300028022263]
[null,4.0869999999996995,0.9386852001290249]
[null,4.0879999999996999,0.93874035026453451]
[null,4.0889999999997002,0.93879545324580327]
[null,4.0899999999997005,0.93885050910985535]
[null,4.0909999999997009,0.93890551789369026]
[null,4.0919999999997012,0.9389604796342832]
[null,4.0929999999997015,0.93901539436858483]
[null,4.0939999999997019,0.93907026213352163]
[null,4.0949999999997022,0.93912508296599562]
[null,4.0959999999997025,0.93917985690288452]
[null,4.0969999999997029,0.93923458398104132]
[null,4.0979999999997032,0.9392892642372952]
[null,4.0989999999997035,0.93934389770845073]
[null,4.0999999999997039,0.93939848443128793]
[null,4.1009999999997042,0.93945302444256296]
[null,4.1019999999997045,0.93950751777900743]
[null,4.1029999999997049,0.93956196447732854]
[null,4.1039999999997052,0.93961636457420927]
[null,4.1049999999997056,0.93967071810630842]
[null,4.1059999999997059,0.93972502511026057]
[null,4.1069999999997062,0.93977928562267554]
[null,4.1079999999997066,0.93983349968013952]
[null,4.1089999999997069,0.93988766731921403]
[null,4.1099999999997072,0.93994178857643651]
[null,4.1109999999997076,0.9399958634883202]
[null,4.1119999999997079,0.94004989209135403]
[null,4.1129999999997082,0.94010387442200272]
[null,4.1139999999997086,0.94015781051670677]
[null,4.1149999999997089,0.94021170041188262]
[null,4.1159999999997092,0.94026554414392238]
[null,4.1169999999997096,0.94031934174919396]
[null,4.1179999999997099,0.94037309326404117]
[null,4.1189999999997102,0.94042679872478374]
[null,4.1199999999997106,0.94048045816771708]
[null,4.1209999999997109,0.94053407162911251]
[null,4.1219999999997112,0.94058763914521737]
[null,4.1229999999997116,0.94064116075225457]
[null,4.1239999999997119,0.94069463648642326]
[null,4.1249999999997122,0.9407480663838983]
[null,4.1259999999997126,0.9408014504808303]
[null,4.1269999999997129,0.94085478881334617]
[null,4.1279999999997132,0.94090808141754834]
[null,4.1289999999997136,0.94096132832951551]
[null,4.1299999999997139,0.94101452958530196]
[null,4.1309999999997142,0.94106768522093831]
[null,4.1319999999997146,0.94112079527243087]
[null,4.1329999999997149,0.94117385977576207]
[null,4.1339999999997152,0.94122687876689026]
[null,4.1349999999997156,0.9412798522817496]
[null,4.1359999999997159,0.94133278035625068]
[null,4.1369999999997162,0.94138566302627957]
[null,4.1379999999997166,0.94143850032769882]
[null,4.1389999999997169,0.94149129229634676]
[null,4.1399999999997172,0.94154403896803784]
[null,4.1409999999997176,0.94159674037856234]
[null,4.1419999999997179,0.94164939656368696]
[null,4.1429999999997182,0.94170200755915412]
[null,4.1439999999997186,0.94175457340068258]
[null,4.1449999999997189,0.94180709412396701]
[null,4.1459999999997192,0.94185956976467822]
[null,4.1469999999997196,0.94191200035846312]
[null,4.1479999999997199,0.94196438594094489]
[null,4.1489999999997202,0.94201672654772239]
[null,4.1499999999997206,0.94206902221437117]
[null,4.1509999999997209,0.94212127297644244]
[null,4.1519999999997212,0.9421734788694639]
[null,4.1529999999997216,0.94222563992893915]
[null,4.1539999999997219,0.94227775619034826]
[null,4.1549999999997222,0.94232982768914697]
[null,4.1559999999997226,0.94238185446076783]
[null,4.1569999999997229,0.94243383654061919]
[null,4.1579999999997233,0.94248577396408562]
[null,4.1589999999997236,0.94253766676652806]
[null,4.1599999999997239,0.94258951498328358]
[null,4.1609999999997243,0.94264131864966549]
[null,4.1619999999997246,0.94269307780096334]
[null,4.1629999999997249,0.94274479247244292]
[null,4.1639999999997253,0.94279646269934625]
[null,4.1649999999997256,0.94284808851689184]
[null,4.1659999999997259,0.9428996699602743]
[null,4.1669999999997263,0.9429512070646644]
[null,4.1679999999997266,0.94300269986520935]
[null,4.1689999999997269,0.94305414839703283]
[null,4.1699999999997273,0.94310555269523466]
[null,4.1709999999997276,0.94315691279489089]
[null,4.1719999999997279,0.94320822873105425]
[null,4.1729999999997283,0.94325950053875329]
[null,4.1739999999997286,0.94331072825299345]
[null,4.1749999999997289,0.9433619119087564]
[null,4.1759999999997293,0.94341305154099986]
[null,4.1769999999997296,0.94346414718465832]
[null,4.1779999999997299,0.94351519887464252]
[null,4.1789999999997303,0.94356620664583968]
[null,4.1799999999997306,0.94361717053311311]
[null,4.1809999999997309,0.94366809057130319]
[null,4.1819999999997313,0.94371896679522604]
[null,4.1829999999997316,0.94376979923967463]
[null,4.1839999999997319,0.94382058793941837]
[null,4.1849999999997323,0.943871332929203]
[null,4.1859999999997326,0.94392203424375076]
[null,4.1869999999997329,0.94397269191776045]
[null,4.1879999999997333,0.94402330598590734]
[null,4.1889999999997336,0.94407387648284313]
[null,4.1899999999997339,0.94412440344319604]
[null,4.1909999999997343,0.94417488690157092]
[null,4.1919999999997346,0.94422532689254912]
[null,4.1929999999997349,0.94427572345068833]
[null,4.1939999999997353,0.94432607661052326]
[null,4.1949999999997356,0.94437638640656463]
[null,4.1959999999997359,0.94442665287330019]
[null,4.1969999999997363,0.94447687604519381]
[null,4.1979999999997366,0.94452705595668651]
[null,4.1989999999997369,0.94457719264219542]
[null,4.1999999999997373,0.94462728613611446]
[null,4.2009999999997376,0.94467733647281427]
[null,4.2019999999997379,0.94472734368664213]
[null,4.2029999999997383,0.9447773078119216]
[null,4.2039999999997386,0.94482722888295334]
[null,4.2049999999997389,0.9448771069340145]
[null,4.2059999999997393,0.94492694199935878]
[null,4.2069999999997396,0.9449767341132167]
[null,4.2079999999997399,0.94502648330979555]
[null,4.2089999999997403,0.94507618962327911]
[null,4.2099999999997406,0.94512585308782782]
[null,4.210999999999741,0.94517547373757926]
[null,4.2119999999997413,0.94522505160664738]
[null,4.2129999999997416,0.94527458672912279]
[null,4.213999999999742,0.94532407913907324]
[null,4.2149999999997423,0.94537352887054282]
[null,4.2159999999997426,0.94542293595755278]
[null,4.216999999999743,0.9454723004341008]
[null,4.2179999999997433,0.94552162233416159]
[null,4.2189999999997436,0.94557090169168645]
[null,4.219999999999744,0.94562013854060378]
[null,4.2209999999997443,0.94566933291481836]
[null,4.2219999999997446,0.94571848484821242]
[null,4.222999999999745,0.94576759437464442]
[null,4.2239999999997453,0.94581666152794985]
[null,4.2249999999997456,0.94586568634194146]
[null,4.225999999999746,0.94591466885040831]
[null,4.2269999999997463,0.94596360908711652]
[null,4.2279999999997466,0.94601250708580931]
[null,4.228999999999747,0.94606136288020659]
[null,4.2299999999997473,0.94611017650400508]
[null,4.2309999999997476,0.94615894799087874]
[null,4.231999999999748,0.94620767737447831]
[null,4.2329999999997483,0.94625636468843122]
[null,4.2339999999997486,0.94630500996634226]
[null,4.234999999999749,0.94635361324179301]
[null,4.2359999999997493,0.94640217454834186]
[null,4.2369999999997496,0.9464506939195243]
[null,4.23799999999975,0.94649917138885298]
[null,4.2389999999997503,0.94654760698981733]
[null,4.2399999999997506,0.94659600075588379]
[null,4.240999999999751,0.94664435272049596]
[null,4.2419999999997513,0.94669266291707443]
[null,4.2429999999997516,0.9467409313790166]
[null,4.243999999999752,0.94678915813969733]
[null,4.2449999999997523,0.94683734323246815]
[null,4.2459999999997526,0.94688548669065797]
[null,4.246999999999753,0.94693358854757259]
[null,4.2479999999997533,0.94698164883649483]
[null,4.2489999999997536,0.94702966759068496]
[null,4.249999999999754,0.94707764484337997]
[null,4.2509999999997543,0.94712558062779417]
[null,4.2519999999997546,0.94717347497711901]
[null,4.252999999999755,0.94722132792452285]
[null,4.2539999999997553,0.94726913950315161]
[null,4.2549999999997556,0.94731690974612803]
[null,4.255999999999756,0.94736463868655207]
[null,4.2569999999997563,0.94741232635750117]
[null,4.2579999999997566,0.94745997279202943]
[null,4.258999999999757,0.94750757802316865]
[null,4.2599999999997573,0.94755514208392755]
[null,4.2609999999997576,0.94760266500729218]
[null,4.261999999999758,0.94765014682622584]
[null,4.2629999999997583,0.94769758757366895]
[null,4.2639999999997586,0.94774498728253931]
[null,4.264999999999759,0.94779234598573203]
[null,4.2659999999997593,0.94783966371611927]
[null,4.2669999999997597,0.94788694050655076]
[null,4.26799999999976,0.94793417638985311]
[null,4.2689999999997603,0.94798137139883076]
[null,4.2699999999997607,0.94802852556626516]
[null,4.270999999999761,0.94807563892491487]
[null,4.2719999999997613,0.94812271150751637]
[null,4.2729999999997617,0.94816974334678295]
[null,4.273999999999762,0.94821673447540544]
[null,4.2749999999997623,0.94826368492605217]
[null,4.2759999999997627,0.94831059473136858]
[null,4.276999999999763,0.94835746392397779]
[null,4.2779999999997633,0.94840429253648006]
[null,4.2789999999997637,0.94845108060145333]
[null,4.279999999999764,0.94849782815145245]
[null,4.2809999999997643,0.94854453521901039]
[null,4.2819999999997647,0.94859120183663703]
[null,4.282999999999765,0.94863782803681984]
[null,4.2839999999997653,0.94868441385202384]
[null,4.2849999999997657,0.94873095931469131]
[null,4.285999999999766,0.94877746445724243]
[null,4.2869999999997663,0.94882392931207449]
[null,4.2879999999997667,0.94887035391156216]
[null,4.288999999999767,0.94891673828805811]
[null,4.2899999999997673,0.94896308247389205]
[null,4.2909999999997677,0.94900938650137157]
[null,4.291999999999768,0.94905565040278173]
[null,4.2929999999997683,0.94910187421038472]
[null,4.2939999999997687,0.94914805795642099]
[null,4.294999999999769,0.94919420167310808]
[null,4.2959999999997693,0.94924030539264126]
[null,4.2969999999997697,0.94928636914719333]
[null,4.29799999999977,0.9493323929689147]
[null,4.2989999999997703,0.94937837688993343]
[null,4.2999999999997707,0.9494243209423554]
[null,4.300999999999771,0.94947022515826363]
[null,4.3019999999997713,0.94951608956971922]
[null,4.3029999999997717,0.94956191420876079]
[null,4.303999999999772,0.94960769910740461]
[null,4.3049999999997723,0.94965344429764453]
[null,4.3059999999997727,0.94969914981145243]
[null,4.306999999999773,0.94974481568077729]
[null,4.3079999999997733,0.94979044193754636]
[null,4.3089999999997737,0.94983602861366445]
[null,4.309999999999774,0.94988157574101384]
[null,4.3109999999997743,0.94992708335145482]
[null,4.3119999999997747,0.94997255147682547]
[null,4.312999999999775,0.95001798014894123]
[null,4.3139999999997753,0.9500633693995959]
[null,4.3149999999997757,0.95010871926056062]
[null,4.315999999999776,0.95015402976358443]
[null,4.3169999999997763,0.95019930094039406]
[null,4.3179999999997767,0.95024453282269439]
[null,4.318999999999777,0.95028972544216783]
[null,4.3199999999997774,0.95033487883047474]
[null,4.3209999999997777,0.95037999301925313]
[null,4.321999999999778,0.95042506804011917]
[null,4.3229999999997784,0.95047010392466658]
[null,4.3239999999997787,0.95051510070446732]
[null,4.324999999999779,0.95056005841107072]
[null,4.3259999999997794,0.95060497707600455]
[null,4.3269999999997797,0.95064985673077418]
[null,4.32799999999978,0.95069469740686285]
[null,4.3289999999997804,0.95073949913573197]
[null,4.3299999999997807,0.95078426194882071]
[null,4.330999999999781,0.95082898587754605]
[null,4.3319999999997814,0.95087367095330333]
[null,4.3329999999997817,0.95091831720746545]
[null,4.333999999999782,0.95096292467138344]
[null,4.3349999999997824,0.95100749337638646]
[null,4.3359999999997827,0.95105202335378158]
[null,4.336999999999783,0.95109651463485367]
[null,4.3379999999997834,0.95114096725086594]
[null,4.3389999999997837,0.95118538123305951]
[null,4.339999999999784,0.9512297566126533]
[null,4.3409999999997844,0.95127409342084468]
[null,4.3419999999997847,0.95131839168880883]
[null,4.342999999999785,0.95136265144769916]
[null,4.3439999999997854,0.95140687272864688]
[null,4.3449999999997857,0.95145105556276166]
[null,4.345999999999786,0.95149519998113119]
[null,4.3469999999997864,0.95153930601482084]
[null,4.3479999999997867,0.95158337369487478]
[null,4.348999999999787,0.95162740305231475]
[null,4.3499999999997874,0.95167139411814106]
[null,4.3509999999997877,0.95171534692333182]
[null,4.351999999999788,0.95175926149884371]
[null,4.3529999999997884,0.95180313787561099]
[null,4.3539999999997887,0.95184697608454683]
[null,4.354999999999789,0.95189077615654205]
[null,4.3559999999997894,0.95193453812246598]
[null,4.3569999999997897,0.95197826201316582]
[null,4.35799999999979,0.95202194785946759]
[null,4.3589999999997904,0.95206559569217486]
[null,4.3599999999997907,0.95210920554207013]
[null,4.360999999999791,0.95215277743991344]
[null,4.3619999999997914,0.9521963114164439]
[null,4.3629999999997917,0.95223980750237813]
[null,4.363999999999792,0.9522832657284116]
[null,4.3649999999997924,0.95232668612521787]
[null,4.3659999999997927,0.95237006872344887]
[null,4.366999999999793,0.95241341355373466]
[null,4.3679999999997934,0.95245672064668396]
[null,4.3689999999997937,0.95249999003288366]
[null,4.369999999999794,0.95254322174289885]
[null,4.3709999999997944,0.95258641580727343]
[null,4.3719999999997947,0.95262957225652922]
[null,4.3729999999997951,0.9526726911211667]
[null,4.3739999999997954,0.95271577243166461]
[null,4.3749999999997957,0.95275881621848024]
[null,4.3759999999997961,0.95280182251204915]
[null,4.3769999999997964,0.95284479134278544]
[null,4.3779999999997967,0.95288772274108169]
[null,4.3789999999997971,0.95293061673730872]
[null,4.3799999999997974,0.95297347336181604]
[null,4.3809999999997977,0.95301629264493148]
[null,4.3819999999997981,0.95305907461696149]
[null,4.3829999999997984,0.95310181930819093]
[null,4.3839999999997987,0.95314452674888328]
[null,4.3849999999997991,0.95318719696928023]
[null,4.3859999999997994,0.95322982999960248]
[null,4.3869999999997997,0.95327242587004879]
[null,4.3879999999998001,0.95331498461079678]
[null,4.3889999999998004,0.95335750625200255]
[null,4.3899999999998007,0.95339999082380056]
[null,4.3909999999998011,0.95344243835630427]
[null,4.3919999999998014,0.9534848488796055]
[null,4.3929999999998017,0.95352722242377463]
[null,4.3939999999998021,0.95356955901886054]
[null,4.3949999999998024,0.95361185869489118]
[null,4.3959999999998027,0.95365412148187256]
[null,4.3969999999998031,0.95369634740978992]
[null,4.3979999999998034,0.95373853650860663]
[null,4.3989999999998037,0.95378068880826505]
[null,4.3999999999998041,0.95382280433868605]
[null,4.4009999999998044,0.95386488312976936]
[null,4.4019999999998047,0.95390692521139342]
[null,4.4029999999998051,0.95394893061341501]
[null,4.4039999999998054,0.95399089936567005]
[null,4.4049999999998057,0.95403283149797291]
[null,4.4059999999998061,0.95407472704011709]
[null,4.4069999999998064,0.95411658602187421]
[null,4.4079999999998067,0.95415840847299527]
[null,4.4089999999998071,0.9542001944232098]
[null,4.4099999999998074,0.95424194390222605]
[null,4.4109999999998077,0.95428365693973105]
[null,4.4119999999998081,0.95432533356539084]
[null,4.4129999999998084,0.95436697380885005]
[null,4.4139999999998087,0.95440857769973231]
[null,4.4149999999998091,0.95445014526763994]
[null,4.4159999999998094,0.95449167654215428]
[null,4.4169999999998097,0.95453317155283524]
[null,4.4179999999998101,0.95457463032922196]
[null,4.4189999999998104,0.95461605290083229]
[null,4.4199999999998107,0.95465743929716296]
[null,4.4209999999998111,0.9546987895476895]
[null,4.4219999999998114,0.95474010368186657]
[null,4.4229999999998117,0.95478138172912763]
[null,4.4239999999998121,0.95482262371888516]
[null,4.4249999999998124,0.95486382968053041]
[null,4.4259999999998128,0.95490499964343378]
[null,4.4269999999998131,0.95494613363694447]
[null,4.4279999999998134,0.9549872316903909]
[null,4.4289999999998138,0.95502829383308019]
[null,4.4299999999998141,0.95506932009429868]
[null,4.4309999999998144,0.95511031050331141]
[null,4.4319999999998148,0.95515126508936299]
[null,4.4329999999998151,0.95519218388167659]
[null,4.4339999999998154,0.95523306690945442]
[null,4.4349999999998158,0.95527391420187813]
[null,4.4359999999998161,0.95531472578810805]
[null,4.4369999999998164,0.95535550169728378]
[null,4.4379999999998168,0.9553962419585238]
[null,4.4389999999998171,0.95543694660092615]
[null,4.4399999999998174,0.95547761565356737]
[null,4.4409999999998178,0.95551824914550354]
[null,4.4419999999998181,0.95555884710576977]
[null,4.4429999999998184,0.95559940956338019]
[null,4.4439999999998188,0.95563993654732826]
[null,4.4449999999998191,0.95568042808658638]
[null,4.4459999999998194,0.95572088421010648]
[null,4.4469999999998198,0.95576130494681921]
[null,4.4479999999998201,0.95580169032563467]
[null,4.4489999999998204,0.95584204037544229]
[null,4.4499999999998208,0.95588235512511044]
[null,4.4509999999998211,0.95592263460348692]
[null,4.4519999999998214,0.95596287883939868]
[null,4.4529999999998218,0.95600308786165189]
[null,4.4539999999998221,0.95604326169903198]
[null,4.4549999999998224,0.95608340038030359]
[null,4.4559999999998228,0.95612350393421108]
[null,4.4569999999998231,0.95616357238947736]
[null,4.4579999999998234,0.95620360577480523]
[null,4.4589999999998238,0.95624360411887666]
[null,4.4599999999998241,0.9562835674503527]
[null,4.4609999999998244,0.95632349579787401]
[null,4.4619999999998248,0.95636338919006048]
[null,4.4629999999998251,0.95640324765551143]
[null,4.4639999999998254,0.95644307122280536]
[null,4.4649999999998258,0.95648285992050042]
[null,4.4659999999998261,0.9565226137771341]
[null,4.4669999999998264,0.95656233282122283]
[null,4.4679999999998268,0.95660201708126313]
[null,4.4689999999998271,0.95664166658573058]
[null,4.4699999999998274,0.95668128136308017]
[null,4.4709999999998278,0.95672086144174628]
[null,4.4719999999998281,0.95676040685014319]
[null,4.4729999999998284,0.95679991761666394]
[null,4.4739999999998288,0.95683939376968152]
[null,4.4749999999998291,0.95687883533754847]
[null,4.4759999999998294,0.95691824234859657]
[null,4.4769999999998298,0.95695761483113706]
[null,4.4779999999998301,0.95699695281346087]
[null,4.4789999999998305,0.9570362563238386]
[null,4.4799999999998308,0.95707552539051999]
[null,4.4809999999998311,0.95711476004173457]
[null,4.4819999999998315,0.95715396030569155]
[null,4.4829999999998318,0.95719312621057939]
[null,4.4839999999998321,0.95723225778456633]
[null,4.4849999999998325,0.9572713550558003]
[null,4.4859999999998328,0.95731041805240868]
[null,4.4869999999998331,0.95734944680249834]
[null,4.4879999999998335,0.95738844133415613]
[null,4.4889999999998338,0.95742740167544826]
[null,4.4899999999998341,0.95746632785442054]
[null,4.4909999999998345,0.95750521989909876]
[null,4.4919999999998348,0.95754407783748818]
[null,4.4929999999998351,0.95758290169757354]
[null,4.4939999999998355,0.95762169150731957]
[null,4.4949999999998358,0.9576604472946707]
[null,4.4959999999998361,0.95769916908755093]
[null,4.4969999999998365,0.95773785691386393]
[null,4.4979999999998368,0.95777651080149329]
[null,4.4989999999998371,0.95781513077830216]
[null,4.4999999999998375,0.95785371687213361]
[null,4.5009999999998378,0.95789226911081049]
[null,4.5019999999998381,0.95793078752213512]
[null,4.5029999999998385,0.95796927213389005]
[null,4.5039999999998388,0.95800772297383729]
[null,4.5049999999998391,0.95804614006971878]
[null,4.5059999999998395,0.95808452344925643]
[null,4.5069999999998398,0.95812287314015154]
[null,4.5079999999998401,0.95816118917008575]
[null,4.5089999999998405,0.95819947156672036]
[null,4.5099999999998408,0.9582377203576965]
[null,4.5109999999998411,0.95827593557063506]
[null,4.5119999999998415,0.95831411723313709]
[null,4.5129999999998418,0.95835226537278317]
[null,4.5139999999998421,0.95839038001713439]
[null,4.5149999999998425,0.95842846119373104]
[null,4.5159999999998428,0.95846650893009389]
[null,4.5169999999998431,0.95850452325372326]
[null,4.5179999999998435,0.95854250419209974]
[null,4.5189999999998438,0.95858045177268381]
[null,4.5199999999998441,0.9586183660229155]
[null,4.5209999999998445,0.95865624697021556]
[null,4.5219999999998448,0.95869409464198418]
[null,4.5229999999998451,0.95873190906560168]
[null,4.5239999999998455,0.9587696902684284]
[null,4.5249999999998458,0.95880743827780501]
[null,4.5259999999998461,0.95884515312105167]
[null,4.5269999999998465,0.95888283482546899]
[null,4.5279999999998468,0.95892048341833747]
[null,4.5289999999998471,0.95895809892691775]
[null,4.5299999999998475,0.95899568137845059]
[null,4.5309999999998478,0.95903323080015657]
[null,4.5319999999998481,0.95907074721923691]
[null,4.5329999999998485,0.95910823066287232]
[null,4.5339999999998488,0.95914568115822407]
[null,4.5349999999998492,0.95918309873243346]
[null,4.5359999999998495,0.95922048341262178]
[null,4.5369999999998498,0.95925783522589059]
[null,4.5379999999998502,0.95929515419932176]
[null,4.5389999999998505,0.95933244035997711]
[null,4.5399999999998508,0.95936969373489878]
[null,4.5409999999998512,0.95940691435110892]
[null,4.5419999999998515,0.95944410223561027]
[null,4.5429999999998518,0.95948125741538548]
[null,4.5439999999998522,0.95951837991739741]
[null,4.5449999999998525,0.95955546976858941]
[null,4.5459999999998528,0.95959252699588482]
[null,4.5469999999998532,0.95962955162618746]
[null,4.5479999999998535,0.95966654368638127]
[null,4.5489999999998538,0.95970350320333053]
[null,4.5499999999998542,0.95974043020387989]
[null,4.5509999999998545,0.95977732471485433]
[null,4.5519999999998548,0.95981418676305885]
[null,4.5529999999998552,0.95985101637527914]
[null,4.5539999999998555,0.95988781357828101]
[null,4.5549999999998558,0.95992457839881074]
[null,4.5559999999998562,0.95996131086359493]
[null,4.5569999999998565,0.95999801099934046]
[null,4.5579999999998568,0.96003467883273486]
[null,4.5589999999998572,0.9600713143904458]
[null,4.5599999999998575,0.9601079176991214]
[null,4.5609999999998578,0.96014448878539038]
[null,4.5619999999998582,0.96018102767586155]
[null,4.5629999999998585,0.96021753439712443]
[null,4.5639999999998588,0.96025400897574897]
[null,4.5649999999998592,0.9602904514382854]
[null,4.5659999999998595,0.9603268618112647]
[null,4.5669999999998598,0.96036324012119811]
[null,4.5679999999998602,0.96039958639457734]
[null,4.5689999999998605,0.96043590065787487]
[null,4.5699999999998608,0.96047218293754333]
[null,4.5709999999998612,0.96050843326001611]
[null,4.5719999999998615,0.96054465165170722]
[null,4.5729999999998618,0.96058083813901096]
[null,4.5739999999998622,0.96061699274830237]
[null,4.5749999999998625,0.96065311550593691]
[null,4.5759999999998628,0.96068920643825084]
[null,4.5769999999998632,0.96072526557156079]
[null,4.5779999999998635,0.96076129293216406]
[null,4.5789999999998638,0.96079728854633872]
[null,4.5799999999998642,0.96083325244034334]
[null,4.5809999999998645,0.96086918464041682]
[null,4.5819999999998648,0.96090508517277939]
[null,4.5829999999998652,0.96094095406363123]
[null,4.5839999999998655,0.9609767913391537]
[null,4.5849999999998658,0.96101259702550856]
[null,4.5859999999998662,0.96104837114883834]
[null,4.5869999999998665,0.96108411373526625]
[null,4.5879999999998669,0.9611198248108962]
[null,4.5889999999998672,0.96115550440181297]
[null,4.5899999999998675,0.96119115253408172]
[null,4.5909999999998679,0.96122676923374883]
[null,4.5919999999998682,0.96126235452684106]
[null,4.5929999999998685,0.96129790843936602]
[null,4.5939999999998689,0.96133343099731217]
[null,4.5949999999998692,0.96136892222664871]
[null,4.5959999999998695,0.9614043821533258]
[null,4.5969999999998699,0.9614398108032739]
[null,4.5979999999998702,0.96147520820240495]
[null,4.5989999999998705,0.96151057437661125]
[null,4.5999999999998709,0.9615459093517662]
[null,4.6009999999998712,0.96158121315372391]
[null,4.6019999999998715,0.96161648580831938]
[null,4.6029999999998719,0.96165172734136839]
[null,4.6039999999998722,0.96168693777866776]
[null,4.6049999999998725,0.96172211714599531]
[null,4.6059999999998729,0.96175726546910945]
[null,4.6069999999998732,0.96179238277374968]
[null,4.6079999999998735,0.96182746908563632]
[null,4.6089999999998739,0.96186252443047093]
[null,4.6099999999998742,0.96189754883393563]
[null,4.6109999999998745,0.96193254232169378]
[null,4.6119999999998749,0.96196750491938943]
[null,4.6129999999998752,0.96200243665264795]
[null,4.6139999999998755,0.96203733754707543]
[null,4.6149999999998759,0.96207220762825907]
[null,4.6159999999998762,0.96210704692176718]
[null,4.6169999999998765,0.9621418554531489]
[null,4.6179999999998769,0.96217663324793457]
[null,4.6189999999998772,0.96221138033163545]
[null,4.6199999999998775,0.96224609672974382]
[null,4.6209999999998779,0.96228078246773319]
[null,4.6219999999998782,0.9623154375710582]
[null,4.6229999999998785,0.96235006206515417]
[null,4.6239999999998789,0.9623846559754381]
[null,4.6249999999998792,0.96241921932730756]
[null,4.6259999999998795,0.96245375214614171]
[null,4.6269999999998799,0.96248825445730035]
[null,4.6279999999998802,0.9625227262861249]
[null,4.6289999999998805,0.96255716765793775]
[null,4.6299999999998809,0.96259157859804223]
[null,4.6309999999998812,0.96262595913172311]
[null,4.6319999999998815,0.9626603092842464]
[null,4.6329999999998819,0.96269462908085912]
[null,4.6339999999998822,0.96272891854678944]
[null,4.6349999999998825,0.96276317770724695]
[null,4.6359999999998829,0.96279740658742252]
[null,4.6369999999998832,0.9628316052124879]
[null,4.6379999999998835,0.96286577360759651]
[null,4.6389999999998839,0.96289991179788281]
[null,4.6399999999998842,0.96293401980846238]
[null,4.6409999999998846,0.96296809766443259]
[null,4.6419999999998849,0.96300214539087148]
[null,4.6429999999998852,0.9630361630128389]
[null,4.6439999999998856,0.9630701505553757]
[null,4.6449999999998859,0.96310410804350421]
[null,4.6459999999998862,0.9631380355022281]
[null,4.6469999999998866,0.96317193295653236]
[null,4.6479999999998869,0.96320580043138315]
[null,4.6489999999998872,0.9632396379517284]
[null,4.6499999999998876,0.96327344554249705]
[null,4.6509999999998879,0.96330722322859952]
[null,4.6519999999998882,0.96334097103492788]
[null,4.6529999999998886,0.96337468898635537]
[null,4.6539999999998889,0.96340837710773652]
[null,4.6549999999998892,0.96344203542390772]
[null,4.6559999999998896,0.96347566395968642]
[null,4.6569999999998899,0.96350926273987181]
[null,4.6579999999998902,0.96354283178924416]
[null,4.6589999999998906,0.96357637113256578]
[null,4.6599999999998909,0.96360988079457988]
[null,4.6609999999998912,0.96364336080001156]
[null,4.6619999999998916,0.96367681117356729]
[null,4.6629999999998919,0.9637102319399351]
[null,4.6639999999998922,0.96374362312378459]
[null,4.6649999999998926,0.9637769847497667]
[null,4.6659999999998929,0.96381031684251417]
[null,4.6669999999998932,0.96384361942664121]
[null,4.6679999999998936,0.96387689252674358]
[null,4.6689999999998939,0.96391013616739862]
[null,4.6699999999998942,0.96394335037316536]
[null,4.6709999999998946,0.96397653516858417]
[null,4.6719999999998949,0.96400969057817754]
[null,4.6729999999998952,0.96404281662644897]
[null,4.6739999999998956,0.96407591333788412]
[null,4.6749999999998959,0.96410898073694995]
[null,4.6759999999998962,0.96414201884809536]
[null,4.6769999999998966,0.9641750276957507]
[null,4.6779999999998969,0.9642080073043281]
[null,4.6789999999998972,0.96424095769822138]
[null,4.6799999999998976,0.96427387890180594]
[null,4.6809999999998979,0.96430677093943917]
[null,4.6819999999998982,0.96433963383545995]
[null,4.6829999999998986,0.96437246761418893]
[null,4.6839999999998989,0.96440527229992856]
[null,4.6849999999998992,0.96443804791696297]
[null,4.6859999999998996,0.9644707944895583]
[null,4.6869999999998999,0.96450351204196216]
[null,4.6879999999999002,0.96453620059840395]
[null,4.6889999999999006,0.96456886018309529]
[null,4.6899999999999009,0.96460149082022906]
[null,4.6909999999999012,0.96463409253398036]
[null,4.6919999999999016,0.96466666534850598]
[null,4.6929999999999019,0.96469920928794439]
[null,4.6939999999999023,0.96473172437641619]
[null,4.6949999999999026,0.96476421063802376]
[null,4.6959999999999029,0.96479666809685138]
[null,4.6969999999999033,0.96482909677696505]
[null,4.6979999999999036,0.96486149670241272]
[null,4.6989999999999039,0.96489386789722442]
[null,4.6999999999999043,0.96492621038541204]
[null,4.7009999999999046,0.96495852419096917]
[null,4.7019999999999049,0.96499080933787162]
[null,4.7029999999999053,0.96502306585007713]
[null,4.7039999999999056,0.9650552937515251]
[null,4.7049999999999059,0.96508749306613728]
[null,4.7059999999999063,0.96511966381781722]
[null,4.7069999999999066,0.96515180603045037]
[null,4.7079999999999069,0.9651839197279044]
[null,4.7089999999999073,0.96521600493402893]
[null,4.7099999999999076,0.96524806167265553]
[null,4.7109999999999079,0.96528008996759773]
[null,4.7119999999999083,0.96531208984265127]
[null,4.7129999999999086,0.965344061321594]
[null,4.7139999999999089,0.96537600442818561]
[null,4.7149999999999093,0.96540791918616808]
[null,4.7159999999999096,0.96543980561926535]
[null,4.7169999999999099,0.96547166375118343]
[null,4.7179999999999103,0.96550349360561061]
[null,4.7189999999999106,0.96553529520621728]
[null,4.7199999999999109,0.96556706857665564]
[null,4.7209999999999113,0.96559881374056045]
[null,4.7219999999999116,0.96563053072154847]
[null,4.7229999999999119,0.96566221954321851]
[null,4.7239999999999123,0.96569388022915181]
[null,4.7249999999999126,0.96572551280291141]
[null,4.7259999999999129,0.96575711728804292]
[null,4.7269999999999133,0.96578869370807396]
[null,4.7279999999999136,0.96582024208651451]
[null,4.7289999999999139,0.96585176244685655]
[null,4.7299999999999143,0.96588325481257442]
[null,4.7309999999999146,0.96591471920712479]
[null,4.7319999999999149,0.9659461556539467]
[null,4.7329999999999153,0.96597756417646097]
[null,4.7339999999999156,0.96600894479807109]
[null,4.7349999999999159,0.96604029754216292]
[null,4.7359999999999163,0.96607162243210443]
[null,4.7369999999999166,0.96610291949124583]
[null,4.7379999999999169,0.96613418874291979]
[null,4.7389999999999173,0.96616543021044143]
[null,4.7399999999999176,0.96619664391710791]
[null,4.7409999999999179,0.96622782988619893]
[null,4.7419999999999183,0.96625898814097666]
[null,4.7429999999999186,0.9662901187046854]
[null,4.7439999999999189,0.96632122160055212]
[null,4.7449999999999193,0.96635229685178581]
[null,4.7459999999999196,0.96638334448157837]
[null,4.74699999999992,0.96641436451310359]
[null,4.7479999999999203,0.96644535696951794]
[null,4.7489999999999206,0.9664763218739606]
[null,4.749999999999921,0.96650725924955272]
[null,4.7509999999999213,0.96653816911939816]
[null,4.7519999999999216,0.96656905150658323]
[null,4.752999999999922,0.9665999064341767]
[null,4.7539999999999223,0.96663073392522991]
[null,4.7549999999999226,0.96666153400277655]
[null,4.755999999999923,0.96669230668983308]
[null,4.7569999999999233,0.96672305200939812]
[null,4.7579999999999236,0.96675376998445306]
[null,4.758999999999924,0.96678446063796186]
[null,4.7599999999999243,0.96681512399287106]
[null,4.7609999999999246,0.96684576007210965]
[null,4.761999999999925,0.96687636889858919]
[null,4.7629999999999253,0.96690695049520381]
[null,4.7639999999999256,0.96693750488483043]
[null,4.764999999999926,0.96696803209032844]
[null,4.7659999999999263,0.9669985321345399]
[null,4.7669999999999266,0.96702900504028944]
[null,4.767999999999927,0.96705945083038436]
[null,4.7689999999999273,0.96708986952761467]
[null,4.7699999999999276,0.9671202611547528]
[null,4.770999999999928,0.96715062573455435]
[null,4.7719999999999283,0.96718096328975711]
[null,4.7729999999999286,0.96721127384308181]
[null,4.773999999999929,0.96724155741723172]
[null,4.7749999999999293,0.96727181403489315]
[null,4.7759999999999296,0.96730204371873474]
[null,4.77699999999993,0.96733224649140814]
[null,4.7779999999999303,0.9673624223755477]
[null,4.7789999999999306,0.96739257139377044]
[null,4.779999999999931,0.96742269356867616]
[null,4.7809999999999313,0.96745278892284747]
[null,4.7819999999999316,0.96748285747884988]
[null,4.782999999999932,0.96751289925923156]
[null,4.7839999999999323,0.9675429142865235]
[null,4.7849999999999326,0.96757290258323958]
[null,4.785999999999933,0.96760286417187658]
[null,4.7869999999999333,0.96763279907491373]
[null,4.7879999999999336,0.96766270731481363]
[null,4.788999999999934,0.96769258891402155]
[null,4.7899999999999343,0.96772244389496531]
[null,4.7909999999999346,0.96775227228005622]
[null,4.791999999999935,0.96778207409168815]
[null,4.7929999999999353,0.96781184935223774]
[null,4.7939999999999356,0.96784159808406467]
[null,4.794999999999936,0.96787132030951184]
[null,4.7959999999999363,0.96790101605090462]
[null,4.7969999999999366,0.96793068533055149]
[null,4.797999999999937,0.96796032817074418]
[null,4.7989999999999373,0.96798994459375687]
[null,4.7999999999999376,0.9680195346218472]
[null,4.800999999999938,0.9680490982772556]
[null,4.8019999999999383,0.9680786355822053]
[null,4.8029999999999387,0.96810814655890298]
[null,4.803999999999939,0.96813763122953789]
[null,4.8049999999999393,0.96816708961628251]
[null,4.8059999999999397,0.96819652174129267]
[null,4.80699999999994,0.96822592762670667]
[null,4.8079999999999403,0.96825530729464626]
[null,4.8089999999999407,0.96828466076721609]
[null,4.809999999999941,0.96831398806650415]
[null,4.8109999999999413,0.96834328921458113]
[null,4.8119999999999417,0.96837256423350115]
[null,4.812999999999942,0.96840181314530138]
[null,4.8139999999999423,0.96843103597200197]
[null,4.8149999999999427,0.96846023273560644]
[null,4.815999999999943,0.96848940345810119]
[null,4.8169999999999433,0.96851854816145599]
[null,4.8179999999999437,0.96854766686762361]
[null,4.818999999999944,0.96857675959854028]
[null,4.8199999999999443,0.96860582637612502]
[null,4.8209999999999447,0.96863486722228043]
[null,4.821999999999945,0.9686638821588921]
[null,4.8229999999999453,0.96869287120782877]
[null,4.8239999999999457,0.96872183439094273]
[null,4.824999999999946,0.96875077173006918]
[null,4.8259999999999463,0.96877968324702668]
[null,4.8269999999999467,0.96880856896361722]
[null,4.827999999999947,0.96883742890162583]
[null,4.8289999999999473,0.96886626308282098]
[null,4.8299999999999477,0.96889507152895427]
[null,4.830999999999948,0.96892385426176075]
[null,4.8319999999999483,0.96895261130295873]
[null,4.8329999999999487,0.96898134267424996]
[null,4.833999999999949,0.96901004839731919]
[null,4.8349999999999493,0.96903872849383488]
[null,4.8359999999999497,0.96906738298544881]
[null,4.83699999999995,0.96909601189379579]
[null,4.8379999999999503,0.96912461524049442]
[null,4.8389999999999507,0.96915319304714653]
[null,4.839999999999951,0.96918174533533719]
[null,4.8409999999999513,0.96921027212663502]
[null,4.8419999999999517,0.96923877344259224]
[null,4.842999999999952,0.96926724930474406]
[null,4.8439999999999523,0.96929569973460961]
[null,4.8449999999999527,0.96932412475369112]
[null,4.845999999999953,0.96935252438347441]
[null,4.8469999999999533,0.96938089864542876]
[null,4.8479999999999537,0.96940924756100688]
[null,4.848999999999954,0.96943757115164519]
[null,4.8499999999999543,0.96946586943876334]
[null,4.8509999999999547,0.96949414244376464]
[null,4.851999999999955,0.96952239018803588]
[null,4.8529999999999553,0.96955061269294729]
[null,4.8539999999999557,0.9695788099798528]
[null,4.854999999999956,0.96960698207008977]
[null,4.8559999999999564,0.96963512898497928]
[null,4.8569999999999567,0.96966325074582593]
[null,4.857999999999957,0.96969134737391771]
[null,4.8589999999999574,0.96971941889052649]
[null,4.8599999999999577,0.96974746531690748]
[null,4.860999999999958,0.96977548667429969]
[null,4.8619999999999584,0.96980348298392571]
[null,4.8629999999999587,0.9698314542669918]
[null,4.863999999999959,0.96985940054468789]
[null,4.8649999999999594,0.96988732183818727]
[null,4.8659999999999597,0.96991521816864734]
[null,4.86699999999996,0.96994308955720887]
[null,4.8679999999999604,0.9699709360249964]
[null,4.8689999999999607,0.96999875759311827]
[null,4.869999999999961,0.97002655428266638]
[null,4.8709999999999614,0.97005432611471643]
[null,4.8719999999999617,0.97008207311032779]
[null,4.872999999999962,0.97010979529054364]
[null,4.8739999999999624,0.97013749267639082]
[null,4.8749999999999627,0.97016516528888008]
[null,4.875999999999963,0.97019281314900585]
[null,4.8769999999999634,0.97022043627774623]
[null,4.8779999999999637,0.97024803469606336]
[null,4.878999999999964,0.9702756084249029]
[null,4.8799999999999644,0.97030315748519458]
[null,4.8809999999999647,0.97033068189785177]
[null,4.881999999999965,0.97035818168377164]
[null,4.8829999999999654,0.97038565686383549]
[null,4.8839999999999657,0.97041310745890819]
[null,4.884999999999966,0.9704405334898385]
[null,4.8859999999999664,0.97046793497745931]
[null,4.8869999999999667,0.97049531194258698]
[null,4.887999999999967,0.97052266440602197]
[null,4.8889999999999674,0.97054999238854889]
[null,4.8899999999999677,0.97057729591093578]
[null,4.890999999999968,0.97060457499393504]
[null,4.8919999999999684,0.97063182965828265]
[null,4.8929999999999687,0.97065905992469892]
[null,4.893999999999969,0.97068626581388762]
[null,4.8949999999999694,0.97071344734653697]
[null,4.8959999999999697,0.9707406045433189]
[null,4.89699999999997,0.97076773742488942]
[null,4.8979999999999704,0.97079484601188848]
[null,4.8989999999999707,0.97082193032494002]
[null,4.899999999999971,0.970848990384652]
[null,4.9009999999999714,0.97087602621161651]
[null,4.9019999999999717,0.97090303782640952]
[null,4.902999999999972,0.97093002524959127]
[null,4.9039999999999724,0.97095698850170586]
[null,4.9049999999999727,0.97098392760328145]
[null,4.905999999999973,0.97101084257483039]
[null,4.9069999999999734,0.97103773343684918]
[null,4.9079999999999737,0.97106460020981811]
[null,4.9089999999999741,0.97109144291420191]
[null,4.9099999999999744,0.97111826157044923]
[null,4.9109999999999747,0.97114505619899294]
[null,4.9119999999999751,0.97117182682025005]
[null,4.9129999999999754,0.97119857345462168]
[null,4.9139999999999757,0.9712252961224932]
[null,4.9149999999999761,0.97125199484423386]
[null,4.9159999999999764,0.97127866964019749]
[null,4.9169999999999767,0.97130532053072183]
[null,4.9179999999999771,0.97133194753612895]
[null,4.9189999999999774,0.97135855067672505]
[null,4.9199999999999777,0.97138512997280058]
[null,4.9209999999999781,0.9714116854446303]
[null,4.9219999999999784,0.97143821711247313]
[null,4.9229999999999787,0.97146472499657222]
[null,4.9239999999999791,0.97149120911715503]
[null,4.9249999999999794,0.97151766949443319]
[null,4.9259999999999797,0.97154410614860287]
[null,4.9269999999999801,0.97157051909984415]
[null,4.9279999999999804,0.9715969083683218]
[null,4.9289999999999807,0.97162327397418458]
[null,4.9299999999999811,0.97164961593756571]
[null,4.9309999999999814,0.9716759342785829]
[null,4.9319999999999817,0.97170222901733783]
[null,4.9329999999999821,0.97172850017391688]
[null,4.9339999999999824,0.97175474776839066]
[null,4.9349999999999827,0.97178097182081402]
[null,4.9359999999999831,0.97180717235122638]
[null,4.9369999999999834,0.9718333493796516]
[null,4.9379999999999837,0.97185950292609768]
[null,4.9389999999999841,0.9718856330105573]
[null,4.9399999999999844,0.97191173965300737]
[null,4.9409999999999847,0.97193782287340935]
[null,4.9419999999999851,0.97196388269170919]
[null,4.9429999999999854,0.97198991912783694]
[null,4.9439999999999857,0.97201593220170768]
[null,4.9449999999999861,0.97204192193322048]
[null,4.9459999999999864,0.97206788834225921]
[null,4.9469999999999867,0.97209383144869188]
[null,4.9479999999999871,0.97211975127237149]
[null,4.9489999999999874,0.97214564783313506]
[null,4.9499999999999877,0.97217152115080452]
[null,4.9509999999999881,0.97219737124518602]
[null,4.9519999999999884,0.97222319813607061]
[null,4.9529999999999887,0.97224900184323348]
[null,4.9539999999999891,0.97227478238643461]
[null,4.9549999999999894,0.97230053978541875]
[null,4.9559999999999897,0.97232627405991479]
[null,4.9569999999999901,0.97235198522963651]
[null,4.9579999999999904,0.97237767331428226]
[null,4.9589999999999907,0.97240333833353498]
[null,4.9599999999999911,0.97242898030706215]
[null,4.9609999999999914,0.97245459925451594]
[null,4.9619999999999918,0.9724801951955333]
[null,4.9629999999999921,0.97250576814973555]
[null,4.9639999999999924,0.97253131813672911]
[null,4.9649999999999928,0.97255684517610441]
[null,4.9659999999999931,0.97258234928743736]
[null,4.9669999999999934,0.97260783049028787]
[null,4.9679999999999938,0.97263328880420097]
[null,4.9689999999999941,0.97265872424870625]
[null,4.9699999999999944,0.972684136843318]
[null,4.9709999999999948,0.97270952660753529]
[null,4.9719999999999951,0.97273489356084208]
[null,4.9729999999999954,0.97276023772270681]
[null,4.9739999999999958,0.9727855591125828]
[null,4.9749999999999961,0.97281085774990816]
[null,4.9759999999999964,0.97283613365410593]
[null,4.9769999999999968,0.97286138684458368]
[null,4.9779999999999971,0.97288661734073378]
[null,4.9789999999999974,0.97291182516193375]
[null,4.9799999999999978,0.97293701032754565]
[null,4.9809999999999981,0.97296217285691622]
[null,4.9819999999999984,0.97298731276937767]
[null,4.9829999999999988,0.97301243008424632]
[null,4.9839999999999991,0.97303752482082373]
[null,4.9849999999999994,0.97306259699839637]
[null,4.9859999999999998,0.97308764663623559]
[null,4.9870000000000001,0.97311267375359733]
[null,4.9880000000000004,0.97313767836972287]
[null,4.9890000000000008,0.97316266050383815]
[null,4.9900000000000011,0.97318762017515392]
[null,4.9910000000000014,0.97321255740286627]
[null,4.9920000000000018,0.97323747220615575]
[null,4.9930000000000021,0.97326236460418813]
[null,4.9940000000000024,0.97328723461611422]
[null,4.9950000000000028,0.97331208226106958]
[null,4.9960000000000031,0.97333690755817492]
[null,4.9970000000000034,0.97336171052653586]
[null,4.9980000000000038,0.97338649118524301]
[null,4.9990000000000041,0.9734112495533721]
[null,5.0000000000000044,0.97343598564998368]
[null,5.0010000000000048,0.97346069949412362]
[null,5.0020000000000051,0.97348539110482246]
[null,5.0030000000000054,0.97351006050109623]
[null,5.0040000000000058,0.97353470770194561]
[null,5.0050000000000061,0.97355933272635664]
[null,5.0060000000000064,0.97358393559330025]
[null,5.0070000000000068,0.97360851632173262]
[null,5.0080000000000071,0.97363307493059492]
[null,5.0090000000000074,0.97365761143881346]
[null,5.0100000000000078,0.97368212586529967]
[null,5.0110000000000081,0.9737066182289501]
[null,5.0120000000000084,0.97373108854864654]
[null,5.0130000000000088,0.97375553684325566]
[null,5.0140000000000091,0.97377996313162962]
[null,5.0150000000000095,0.97380436743260568]
[null,5.0160000000000098,0.973828749765006]
[null,5.0170000000000101,0.97385311014763831]
[null,5.0180000000000105,0.97387744859929526]
[null,5.0190000000000108,0.9739017651387547]
[null,5.0200000000000111,0.97392605978478008]
[null,5.0210000000000115,0.97395033255611962]
[null,5.0220000000000118,0.973974583471507]
[null,5.0230000000000121,0.97399881254966114]
[null,5.0240000000000125,0.97402301980928607]
[null,5.0250000000000128,0.9740472052690714]
[null,5.0260000000000131,0.97407136894769175]
[null,5.0270000000000135,0.97409551086380697]
[null,5.0280000000000138,0.97411963103606247]
[null,5.0290000000000141,0.97414372948308892]
[null,5.0300000000000145,0.97416780622350196]
[null,5.0310000000000148,0.97419186127590307]
[null,5.0320000000000151,0.9742158946588787]
[null,5.0330000000000155,0.97423990639100078]
[null,5.0340000000000158,0.97426389649082656]
[null,5.0350000000000161,0.97428786497689868]
[null,5.0360000000000165,0.97431181186774507]
[null,5.0370000000000168,0.97433573718187927]
[null,5.0380000000000171,0.97435964093779992]
[null,5.0390000000000175,0.97438352315399135]
[null,5.0400000000000178,0.97440738384892311]
[null,5.0410000000000181,0.97443122304105012]
[null,5.0420000000000185,0.97445504074881295]
[null,5.0430000000000188,0.97447883699063742]
[null,5.0440000000000191,0.97450261178493491]
[null,5.0450000000000195,0.97452636515010238]
[null,5.0460000000000198,0.9745500971045219]
[null,5.0470000000000201,0.97457380766656132]
[null,5.0480000000000205,0.97459749685457397]
[null,5.0490000000000208,0.97462116468689863]
[null,5.0500000000000211,0.97464481118185942]
[null,5.0510000000000215,0.97466843635776634]
[null,5.0520000000000218,0.97469204023291456]
[null,5.0530000000000221,0.97471562282558488]
[null,5.0540000000000225,0.97473918415404393]
[null,5.0550000000000228,0.97476272423654364]
[null,5.0560000000000231,0.97478624309132145]
[null,5.0570000000000235,0.97480974073660054]
[null,5.0580000000000238,0.97483321719058957]
[null,5.0590000000000241,0.974856672471483]
[null,5.0600000000000245,0.97488010659746049]
[null,5.0610000000000248,0.97490351958668786]
[null,5.0620000000000251,0.97492691145731614]
[null,5.0630000000000255,0.97495028222748203]
[null,5.0640000000000258,0.97497363191530817]
[null,5.0650000000000261,0.97499696053890261]
[null,5.0660000000000265,0.975020268116359]
[null,5.0670000000000268,0.97504355466575687]
[null,5.0680000000000271,0.97506682020516133]
[null,5.0690000000000275,0.97509006475262328]
[null,5.0700000000000278,0.97511328832617916]
[null,5.0710000000000282,0.97513649094385113]
[null,5.0720000000000285,0.97515967262364744]
[null,5.0730000000000288,0.97518283338356149]
[null,5.0740000000000292,0.97520597324157277]
[null,5.0750000000000295,0.97522909221564658]
[null,5.0760000000000298,0.97525219032373389]
[null,5.0770000000000302,0.97527526758377125]
[null,5.0780000000000305,0.97529832401368144]
[null,5.0790000000000308,0.97532135963137245]
[null,5.0800000000000312,0.97534437445473854]
[null,5.0810000000000315,0.97536736850165962]
[null,5.0820000000000318,0.97539034179000139]
[null,5.0830000000000322,0.97541329433761548]
[null,5.0840000000000325,0.97543622616233905]
[null,5.0850000000000328,0.97545913728199563]
[null,5.0860000000000332,0.97548202771439418]
[null,5.0870000000000335,0.9755048974773296]
[null,5.0880000000000338,0.97552774658858277]
[null,5.0890000000000342,0.97555057506592058]
[null,5.0900000000000345,0.9755733829270955]
[null,5.0910000000000348,0.97559617018984601]
[null,5.0920000000000352,0.97561893687189671]
[null,5.0930000000000355,0.97564168299095788]
[null,5.0940000000000358,0.9756644085647258]
[null,5.0950000000000362,0.97568711361088278]
[null,5.0960000000000365,0.97570979814709702]
[null,5.0970000000000368,0.97573246219102261]
[null,5.0980000000000372,0.97575510576029967]
[null,5.0990000000000375,0.97577772887255443]
[null,5.1000000000000378,0.97580033154539891]
[null,5.1010000000000382,0.97582291379643127]
[null,5.1020000000000385,0.97584547564323554]
[null,5.1030000000000388,0.975868017103382]
[null,5.1040000000000392,0.97589053819442662]
[null,5.1050000000000395,0.97591303893391179]
[null,5.1060000000000398,0.97593551933936562]
[null,5.1070000000000402,0.97595797942830254]
[null,5.1080000000000405,0.97598041921822287]
[null,5.1090000000000408,0.97600283872661298]
[null,5.1100000000000412,0.97602523797094554]
[null,5.1110000000000415,0.97604761696867903]
[null,5.1120000000000418,0.9760699757372584]
[null,5.1130000000000422,0.97609231429411436]
[null,5.1140000000000425,0.97611463265666387]
[null,5.1150000000000428,0.97613693084231012]
[null,5.1160000000000432,0.97615920886844221]
[null,5.1170000000000435,0.97618146675243578]
[null,5.1180000000000438,0.97620370451165217]
[null,5.1190000000000442,0.97622592216343917]
[null,5.1200000000000445,0.97624811972513081]
[null,5.1210000000000448,0.97627029721404712]
[null,5.1220000000000452,0.97629245464749437]
[null,5.1230000000000455,0.97631459204276505]
[null,5.1240000000000459,0.97633670941713802]
[null,5.1250000000000462,0.97635880678787812]
[null,5.1260000000000465,0.97638088417223656]
[null,5.1270000000000469,0.97640294158745078]
[null,5.1280000000000472,0.97642497905074443]
[null,5.1290000000000475,0.97644699657932765]
[null,5.1300000000000479,0.97646899419039646]
[null,5.1310000000000482,0.97649097190113354]
[null,5.1320000000000485,0.97651292972870762]
[null,5.1330000000000489,0.97653486769027376]
[null,5.1340000000000492,0.97655678580297356]
[null,5.1350000000000495,0.97657868408393456]
[null,5.1360000000000499,0.97660056255027095]
[null,5.1370000000000502,0.97662242121908305]
[null,5.1380000000000505,0.97664426010745775]
[null,5.1390000000000509,0.97666607923246818]
[null,5.1400000000000512,0.97668787861117368]
[null,5.1410000000000515,0.97670965826062028]
[null,5.1420000000000519,0.97673141819784015]
[null,5.1430000000000522,0.97675315843985189]
[null,5.1440000000000525,0.97677487900366067]
[null,5.1450000000000529,0.9767965799062579]
[null,5.1460000000000532,0.97681826116462145]
[null,5.1470000000000535,0.97683992279571563]
[null,5.1480000000000539,0.97686156481649133]
[null,5.1490000000000542,0.97688318724388568]
[null,5.1500000000000545,0.97690479009482245]
[null,5.1510000000000549,0.97692637338621158]
[null,5.1520000000000552,0.97694793713494987]
[null,5.1530000000000555,0.9769694813579205]
[null,5.1540000000000559,0.97699100607199296]
[null,5.1550000000000562,0.97701251129402333]
[null,5.1560000000000565,0.97703399704085447]
[null,5.1570000000000569,0.97705546332931525]
[null,5.1580000000000572,0.97707691017622167]
[null,5.1590000000000575,0.97709833759837583]
[null,5.1600000000000579,0.97711974561256654]
[null,5.1610000000000582,0.97714113423556914]
[null,5.1620000000000585,0.97716250348414568]
[null,5.1630000000000589,0.97718385337504454]
[null,5.1640000000000592,0.97720518392500089]
[null,5.1650000000000595,0.97722649515073645]
[null,5.1660000000000599,0.97724778706895954]
[null,5.1670000000000602,0.97726905969636513]
[null,5.1680000000000605,0.97729031304963465]
[null,5.1690000000000609,0.97731154714543655]
[null,5.1700000000000612,0.9773327620004254]
[null,5.1710000000000615,0.97735395763124289]
[null,5.1720000000000619,0.97737513405451704]
[null,5.1730000000000622,0.97739629128686289]
[null,5.1740000000000625,0.97741742934488174]
[null,5.1750000000000629,0.97743854824516208]
[null,5.1760000000000632,0.97745964800427854]
[null,5.1770000000000636,0.97748072863879298]
[null,5.1780000000000639,0.97750179016525351]
[null,5.1790000000000642,0.97752283260019546]
[null,5.1800000000000646,0.9775438559601406]
[null,5.1810000000000649,0.97756486026159739]
[null,5.1820000000000652,0.97758584552106109]
[null,5.1830000000000656,0.97760681175501396]
[null,5.1840000000000659,0.97762775897992482]
[null,5.1850000000000662,0.97764868721224929]
[null,5.1860000000000666,0.97766959646842977]
[null,5.1870000000000669,0.97769048676489556]
[null,5.1880000000000672,0.97771135811806265]
[null,5.1890000000000676,0.97773221054433401]
[null,5.1900000000000679,0.97775304406009922]
[null,5.1910000000000682,0.97777385868173494]
[null,5.1920000000000686,0.97779465442560443]
[null,5.1930000000000689,0.97781543130805804]
[null,5.1940000000000692,0.97783618934543282]
[null,5.1950000000000696,0.97785692855405282]
[null,5.1960000000000699,0.97787764895022888]
[null,5.1970000000000702,0.97789835055025875]
[null,5.1980000000000706,0.97791903337042718]
[null,5.1990000000000709,0.97793969742700559]
[null,5.2000000000000712,0.97796034273625265]
[null,5.2010000000000716,0.9779809693144137]
[null,5.2020000000000719,0.97800157717772118]
[null,5.2030000000000722,0.97802216634239425]
[null,5.2040000000000726,0.97804273682463927]
[null,5.2050000000000729,0.97806328864064962]
[null,5.2060000000000732,0.97808382180660536]
[null,5.2070000000000736,0.97810433633867366]
[null,5.2080000000000739,0.97812483225300884]
[null,5.2090000000000742,0.97814530956575207]
[null,5.2100000000000746,0.97816576829303148]
[null,5.2110000000000749,0.97818620845096227]
[null,5.2120000000000752,0.9782066300556469]
[null,5.2130000000000756,0.97822703312317449]
[null,5.2140000000000759,0.97824741766962153]
[null,5.2150000000000762,0.97826778371105128]
[null,5.2160000000000766,0.97828813126351422]
[null,5.2170000000000769,0.97830846034304797]
[null,5.2180000000000772,0.97832877096567716]
[null,5.2190000000000776,0.97834906314741343]
[null,5.2200000000000779,0.97836933690425565]
[null,5.2210000000000782,0.9783895922521898]
[null,5.2220000000000786,0.97840982920718877]
[null,5.2230000000000789,0.97843004778521292]
[null,5.2240000000000792,0.97845024800220948]
[null,5.2250000000000796,0.97847042987411303]
[null,5.2260000000000799,0.97849059341684497]
[null,5.2270000000000802,0.97851073864631433]
[null,5.2280000000000806,0.97853086557841684]
[null,5.2290000000000809,0.97855097422903581]
[null,5.2300000000000813,0.97857106461404153]
[null,5.2310000000000816,0.97859113674929155]
[null,5.2320000000000819,0.97861119065063062]
[null,5.2330000000000823,0.97863122633389066]
[null,5.2340000000000826,0.97865124381489077]
[null,5.2350000000000829,0.97867124310943765]
[null,5.2360000000000833,0.97869122423332477]
[null,5.2370000000000836,0.97871118720233308]
[null,5.2380000000000839,0.97873113203223083]
[null,5.2390000000000843,0.97875105873877344]
[null,5.2400000000000846,0.97877096733770363]
[null,5.2410000000000849,0.97879085784475151]
[null,5.2420000000000853,0.97881073027563437]
[null,5.2430000000000856,0.97883058464605688]
[null,5.2440000000000859,0.97885042097171093]
[null,5.2450000000000863,0.97887023926827588]
[null,5.2460000000000866,0.97889003955141829]
[null,5.2470000000000869,0.9789098218367922]
[null,5.2480000000000873,0.97892958614003889]
[null,5.2490000000000876,0.97894933247678706]
[null,5.2500000000000879,0.97896906086265267]
[null,5.2510000000000883,0.97898877131323925]
[null,5.2520000000000886,0.97900846384413753]
[null,5.2530000000000889,0.97902813847092574]
[null,5.2540000000000893,0.97904779520916962]
[null,5.2550000000000896,0.97906743407442209]
[null,5.2560000000000899,0.97908705508222349]
[null,5.2570000000000903,0.97910665824810195]
[null,5.2580000000000906,0.97912624358757261]
[null,5.2590000000000909,0.97914581111613841]
[null,5.2600000000000913,0.97916536084928951]
[null,5.2610000000000916,0.97918489280250354]
[null,5.2620000000000919,0.97920440699124578]
[null,5.2630000000000923,0.97922390343096888]
[null,5.2640000000000926,0.97924338213711304]
[null,5.2650000000000929,0.97926284312510581]
[null,5.2660000000000933,0.97928228641036241]
[null,5.2670000000000936,0.97930171200828564]
[null,5.2680000000000939,0.97932111993426552]
[null,5.2690000000000943,0.97934051020368007]
[null,5.2700000000000946,0.97935988283189446]
[null,5.2710000000000949,0.97937923783426151]
[null,5.2720000000000953,0.97939857522612184]
[null,5.2730000000000956,0.97941789502280319]
[null,5.2740000000000959,0.97943719723962142]
[null,5.2750000000000963,0.9794564818918795]
[null,5.2760000000000966,0.97947574899486833]
[null,5.2770000000000969,0.97949499856386624]
[null,5.2780000000000973,0.97951423061413923]
[null,5.2790000000000976,0.97953344516094099]
[null,5.2800000000000979,0.97955264221951266]
[null,5.2810000000000983,0.9795718218050834]
[null,5.2820000000000986,0.97959098393286947]
[null,5.283000000000099,0.97961012861807528]
[null,5.2840000000000993,0.97962925587589278]
[null,5.2850000000000996,0.97964836572150127]
[null,5.2860000000001,0.97966745817006828]
[null,5.2870000000001003,0.9796865332367487]
[null,5.2880000000001006,0.97970559093668508]
[null,5.289000000000101,0.97972463128500786]
[null,5.2900000000001013,0.97974365429683519]
[null,5.2910000000001016,0.97976265998727274]
[null,5.292000000000102,0.97978164837141424]
[null,5.2930000000001023,0.97980061946434094]
[null,5.2940000000001026,0.97981957328112201]
[null,5.295000000000103,0.97983850983681409]
[null,5.2960000000001033,0.9798574291464619]
[null,5.2970000000001036,0.97987633122509776]
[null,5.298000000000104,0.97989521608774199]
[null,5.2990000000001043,0.97991408374940259]
[null,5.3000000000001046,0.9799329342250751]
[null,5.301000000000105,0.97995176752974344]
[null,5.3020000000001053,0.97997058367837886]
[null,5.3030000000001056,0.9799893826859406]
[null,5.304000000000106,0.98000816456737594]
[null,5.3050000000001063,0.98002692933761981]
[null,5.3060000000001066,0.98004567701159495]
[null,5.307000000000107,0.9800644076042121]
[null,5.3080000000001073,0.98008312113036977]
[null,5.3090000000001076,0.98010181760495463]
[null,5.310000000000108,0.98012049704284088]
[null,5.3110000000001083,0.98013915945889074]
[null,5.3120000000001086,0.98015780486795456]
[null,5.313000000000109,0.98017643328487036]
[null,5.3140000000001093,0.98019504472446406]
[null,5.3150000000001096,0.9802136392015498]
[null,5.31600000000011,0.98023221673092942]
[null,5.3170000000001103,0.98025077732739274]
[null,5.3180000000001106,0.98026932100571762]
[null,5.319000000000111,0.98028784778066991]
[null,5.3200000000001113,0.98030635766700347]
[null,5.3210000000001116,0.98032485067945985]
[null,5.322000000000112,0.98034332683276904]
[null,5.3230000000001123,0.98036178614164871]
[null,5.3240000000001126,0.98038022862080476]
[null,5.325000000000113,0.98039865428493089]
[null,5.3260000000001133,0.98041706314870902]
[null,5.3270000000001136,0.98043545522680919]
[null,5.328000000000114,0.98045383053388901]
[null,5.3290000000001143,0.98047218908459488]
[null,5.3300000000001146,0.98049053089356053]
[null,5.331000000000115,0.98050885597540838]
[null,5.3320000000001153,0.98052716434474851]
[null,5.3330000000001156,0.98054545601617937]
[null,5.334000000000116,0.98056373100428718]
[null,5.3350000000001163,0.98058198932364671]
[null,5.3360000000001166,0.98060023098882054]
[null,5.337000000000117,0.98061845601435937]
[null,5.3380000000001173,0.98063666441480224]
[null,5.3390000000001177,0.98065485620467607]
[null,5.340000000000118,0.98067303139849626]
[null,5.3410000000001183,0.98069119001076599]
[null,5.3420000000001187,0.98070933205597699]
[null,5.343000000000119,0.98072745754860879]
[null,5.3440000000001193,0.9807455665031295]
[null,5.3450000000001197,0.98076365893399509]
[null,5.34600000000012,0.98078173485565001]
[null,5.3470000000001203,0.9807997942825265]
[null,5.3480000000001207,0.98081783722904559]
[null,5.349000000000121,0.98083586370961617]
[null,5.3500000000001213,0.98085387373863531]
[null,5.3510000000001217,0.9808718673304887]
[null,5.352000000000122,0.98088984449954975]
[null,5.3530000000001223,0.98090780526018062]
[null,5.3540000000001227,0.98092574962673162]
[null,5.355000000000123,0.98094367761354107]
[null,5.3560000000001233,0.98096158923493582]
[null,5.3570000000001237,0.98097948450523098]
[null,5.358000000000124,0.98099736343873012]
[null,5.3590000000001243,0.98101522604972469]
[null,5.3600000000001247,0.98103307235249493]
[null,5.361000000000125,0.98105090236130921]
[null,5.3620000000001253,0.98106871609042401]
[null,5.3630000000001257,0.9810865135540846]
[null,5.364000000000126,0.98110429476652439]
[null,5.3650000000001263,0.98112205974196498]
[null,5.3660000000001267,0.98113980849461668]
[null,5.367000000000127,0.98115754103867803]
[null,5.3680000000001273,0.98117525738833578]
[null,5.3690000000001277,0.98119295755776526]
[null,5.370000000000128,0.98121064156113036]
[null,5.3710000000001283,0.98122830941258299]
[null,5.3720000000001287,0.98124596112626394]
[null,5.373000000000129,0.98126359671630192]
[null,5.3740000000001293,0.98128121619681452]
[null,5.3750000000001297,0.98129881958190757]
[null,5.37600000000013,0.98131640688567545]
[null,5.3770000000001303,0.9813339781222008]
[null,5.3780000000001307,0.98135153330555491]
[null,5.379000000000131,0.98136907244979765]
[null,5.3800000000001313,0.98138659556897712]
[null,5.3810000000001317,0.98140410267713007]
[null,5.382000000000132,0.98142159378828175]
[null,5.3830000000001323,0.98143906891644583]
[null,5.3840000000001327,0.98145652807562467]
[null,5.385000000000133,0.98147397127980895]
[null,5.3860000000001333,0.98149139854297818]
[null,5.3870000000001337,0.98150880987909994]
[null,5.388000000000134,0.98152620530213097]
[null,5.3890000000001343,0.98154358482601611]
[null,5.3900000000001347,0.981560948464689]
[null,5.391000000000135,0.9815782962320716]
[null,5.3920000000001354,0.98159562814207491]
[null,5.3930000000001357,0.98161294420859813]
[null,5.394000000000136,0.98163024444552915]
[null,5.3950000000001364,0.98164752886674456]
[null,5.3960000000001367,0.98166479748610957]
[null,5.397000000000137,0.98168205031747791]
[null,5.3980000000001374,0.98169928737469203]
[null,5.3990000000001377,0.98171650867158311]
[null,5.400000000000138,0.98173371422197075]
[null,5.4010000000001384,0.98175090403966347]
[null,5.4020000000001387,0.98176807813845823]
[null,5.403000000000139,0.98178523653214089]
[null,5.4040000000001394,0.98180237923448577]
[null,5.4050000000001397,0.98181950625925607]
[null,5.40600000000014,0.98183661762020358]
[null,5.4070000000001404,0.98185371333106886]
[null,5.4080000000001407,0.98187079340558125]
[null,5.409000000000141,0.98188785785745858]
[null,5.4100000000001414,0.98190490670040775]
[null,5.4110000000001417,0.98192193994812416]
[null,5.412000000000142,0.98193895761429206]
[null,5.4130000000001424,0.98195595971258443]
[null,5.4140000000001427,0.98197294625666298]
[null,5.415000000000143,0.98198991726017826]
[null,5.4160000000001434,0.98200687273676956]
[null,5.4170000000001437,0.98202381270006511]
[null,5.418000000000144,0.98204073716368168]
[null,5.4190000000001444,0.98205764614122515]
[null,5.4200000000001447,0.98207453964628988]
[null,5.421000000000145,0.98209141769245945]
[null,5.4220000000001454,0.98210828029330588]
[null,5.4230000000001457,0.98212512746239022]
[null,5.424000000000146,0.98214195921326242]
[null,5.4250000000001464,0.98215877555946129]
[null,5.4260000000001467,0.98217557651451437]
[null,5.427000000000147,0.98219236209193816]
[null,5.4280000000001474,0.98220913230523799]
[null,5.4290000000001477,0.98222588716790826]
[null,5.430000000000148,0.9822426266934321]
[null,5.4310000000001484,0.98225935089528138]
[null,5.4320000000001487,0.98227605978691745]
[null,5.433000000000149,0.9822927533817899]
[null,5.4340000000001494,0.98230943169333773]
[null,5.4350000000001497,0.98232609473498866]
[null,5.43600000000015,0.98234274252015952]
[null,5.4370000000001504,0.9823593750622559]
[null,5.4380000000001507,0.98237599237467244]
[null,5.439000000000151,0.98239259447079286]
[null,5.4400000000001514,0.98240918136398969]
[null,5.4410000000001517,0.98242575306762459]
[null,5.442000000000152,0.98244230959504797]
[null,5.4430000000001524,0.98245885095959962]
[null,5.4440000000001527,0.98247537717460809]
[null,5.4450000000001531,0.98249188825339095]
[null,5.4460000000001534,0.98250838420925479]
[null,5.4470000000001537,0.98252486505549552]
[null,5.4480000000001541,0.98254133080539763]
[null,5.4490000000001544,0.98255778147223505]
[null,5.4500000000001547,0.98257421706927051]
[null,5.4510000000001551,0.98259063760975607]
[null,5.4520000000001554,0.98260704310693259]
[null,5.4530000000001557,0.98262343357403026]
[null,5.4540000000001561,0.98263980902426806]
[null,5.4550000000001564,0.98265616947085455]
[null,5.4560000000001567,0.98267251492698671]
[null,5.4570000000001571,0.98268884540585133]
[null,5.4580000000001574,0.98270516092062399]
[null,5.4590000000001577,0.98272146148446926]
[null,5.4600000000001581,0.98273774711054118]
[null,5.4610000000001584,0.98275401781198279]
[null,5.4620000000001587,0.98277027360192626]
[null,5.4630000000001591,0.98278651449349286]
[null,5.4640000000001594,0.98280274049979321]
[null,5.4650000000001597,0.98281895163392696]
[null,5.4660000000001601,0.98283514790898296]
[null,5.4670000000001604,0.98285132933803943]
[null,5.4680000000001607,0.98286749593416356]
[null,5.4690000000001611,0.98288364771041192]
[null,5.4700000000001614,0.98289978467983019]
[null,5.4710000000001617,0.98291590685545327]
[null,5.4720000000001621,0.98293201425030552]
[null,5.4730000000001624,0.9829481068774002]
[null,5.4740000000001627,0.98296418474974001]
[null,5.4750000000001631,0.98298024788031702]
[null,5.4760000000001634,0.98299629628211227]
[null,5.4770000000001637,0.98301232996809629]
[null,5.4780000000001641,0.98302834895122904]
[null,5.4790000000001644,0.98304435324445927]
[null,5.4800000000001647,0.98306034286072552]
[null,5.4810000000001651,0.98307631781295546]
[null,5.4820000000001654,0.98309227811406596]
[null,5.4830000000001657,0.98310822377696339]
[null,5.4840000000001661,0.98312415481454329]
[null,5.4850000000001664,0.98314007123969083]
[null,5.4860000000001667,0.98315597306528013]
[null,5.4870000000001671,0.98317186030417492]
[null,5.4880000000001674,0.98318773296922823]
[null,5.4890000000001677,0.98320359107328237]
[null,5.4900000000001681,0.98321943462916928]
[null,5.4910000000001684,0.98323526364971003]
[null,5.4920000000001687,0.98325107814771517]
[null,5.4930000000001691,0.98326687813598468]
[null,5.4940000000001694,0.98328266362730787]
[null,5.4950000000001697,0.98329843463446354]
[null,5.4960000000001701,0.9833141911702199]
[null,5.4970000000001704,0.98332993324733453]
[null,5.4980000000001708,0.98334566087855468]
[null,5.4990000000001711,0.98336137407661672]
[null,5.5000000000001714,0.98337707285424658]
[null,5.5010000000001718,0.98339275722415975]
[null,5.5020000000001721,0.9834084271990613]
[null,5.5030000000001724,0.98342408279164539]
[null,5.5040000000001728,0.9834397240145959]
[null,5.5050000000001731,0.98345535088058644]
[null,5.5060000000001734,0.98347096340227969]
[null,5.5070000000001738,0.98348656159232806]
[null,5.5080000000001741,0.98350214546337345]
[null,5.5090000000001744,0.9835177150280473]
[null,5.5100000000001748,0.98353327029897053]
[null,5.5110000000001751,0.98354881128875371]
[null,5.5120000000001754,0.98356433800999687]
[null,5.5130000000001758,0.98357985047528951]
[null,5.5140000000001761,0.98359534869721099]
[null,5.5150000000001764,0.98361083268832983]
[null,5.5160000000001768,0.98362630246120453]
[null,5.5170000000001771,0.98364175802838294]
[null,5.5180000000001774,0.98365719940240248]
[null,5.5190000000001778,0.98367262659579036]
[null,5.5200000000001781,0.98368803962106333]
[null,5.5210000000001784,0.9837034384907275]
[null,5.5220000000001788,0.9837188232172791]
[null,5.5230000000001791,0.98373419381320348]
[null,5.5240000000001794,0.9837495502909761]
[null,5.5250000000001798,0.98376489266306166]
[null,5.5260000000001801,0.98378022094191475]
[null,5.5270000000001804,0.98379553513997964]
[null,5.5280000000001808,0.98381083526969015]
[null,5.5290000000001811,0.98382612134346992]
[null,5.5300000000001814,0.983841393373732]
[null,5.5310000000001818,0.98385665137287948]
[null,5.5320000000001821,0.98387189535330488]
[null,5.5330000000001824,0.98388712532739064]
[null,5.5340000000001828,0.98390234130750887]
[null,5.5350000000001831,0.98391754330602132]
[null,5.5360000000001834,0.98393273133527936]
[null,5.5370000000001838,0.98394790540762456]
[null,5.5380000000001841,0.98396306553538759]
[null,5.5390000000001844,0.98397821173088951]
[null,5.5400000000001848,0.98399334400644078]
[null,5.5410000000001851,0.98400846237434159]
[null,5.5420000000001854,0.98402356684688208]
[null,5.5430000000001858,0.98403865743634211]
[null,5.5440000000001861,0.98405373415499142]
[null,5.5450000000001864,0.98406879701508942]
[null,5.5460000000001868,0.98408384602888543]
[null,5.5470000000001871,0.98409888120861844]
[null,5.5480000000001874,0.98411390256651743]
[null,5.5490000000001878,0.98412891011480108]
[null,5.5500000000001881,0.98414390386567818]
[null,5.5510000000001885,0.98415888383134698]
[null,5.5520000000001888,0.98417385002399582]
[null,5.5530000000001891,0.98418880245580276]
[null,5.5540000000001895,0.98420374113893605]
[null,5.5550000000001898,0.98421866608555331]
[null,5.5560000000001901,0.98423357730780259]
[null,5.5570000000001905,0.98424847481782141]
[null,5.5580000000001908,0.98426335862773728]
[null,5.5590000000001911,0.98427822874966786]
[null,5.5600000000001915,0.98429308519572045]
[null,5.5610000000001918,0.98430792797799238]
[null,5.5620000000001921,0.98432275710857098]
[null,5.5630000000001925,0.98433757259953336]
[null,5.5640000000001928,0.98435237446294666]
[null,5.5650000000001931,0.98436716271086788]
[null,5.5660000000001935,0.98438193735534429]
[null,5.5670000000001938,0.98439669840841271]
[null,5.5680000000001941,0.98441144588210017]
[null,5.5690000000001945,0.98442617978842373]
[null,5.5700000000001948,0.98444090013939023]
[null,5.5710000000001951,0.98445560694699674]
[null,5.5720000000001955,0.98447030022323023]
[null,5.5730000000001958,0.98448497998006756]
[null,5.5740000000001961,0.98449964622947572]
[null,5.5750000000001965,0.98451429898341203]
[null,5.5760000000001968,0.98452893825382315]
[null,5.5770000000001971,0.98454356405264642]
[null,5.5780000000001975,0.98455817639180898]
[null,5.5790000000001978,0.98457277528322795]
[null,5.5800000000001981,0.9845873607388107]
[null,5.5810000000001985,0.9846019327704546]
[null,5.5820000000001988,0.98461649139004692]
[null,5.5830000000001991,0.98463103660946538]
[null,5.5840000000001995,0.98464556844057738]
[null,5.5850000000001998,0.98466008689524076]
[null,5.5860000000002001,0.98467459198530338]
[null,5.5870000000002005,0.984689083722603]
[null,5.5880000000002008,0.98470356211896792]
[null,5.5890000000002011,0.98471802718621615]
[null,5.5900000000002015,0.98473247893615612]
[null,5.5910000000002018,0.98474691738058617]
[null,5.5920000000002021,0.9847613425312951]
[null,5.5930000000002025,0.98477575440006171]
[null,5.5940000000002028,0.9847901529986548]
[null,5.5950000000002031,0.98480453833883363]
[null,5.5960000000002035,0.98481891043234748]
[null,5.5970000000002038,0.98483326929093595]
[null,5.5980000000002041,0.98484761492632866]
[null,5.5990000000002045,0.98486194735024557]
[null,5.6000000000002048,0.98487626657439675]
[null,5.6010000000002051,0.98489057261048252]
[null,5.6020000000002055,0.98490486547019362]
[null,5.6030000000002058,0.98491914516521073]
[null,5.6040000000002061,0.98493341170720494]
[null,5.6050000000002065,0.9849476651078376]
[null,5.6060000000002068,0.98496190537876016]
[null,5.6070000000002072,0.98497613253161453]
[null,5.6080000000002075,0.98499034657803286]
[null,5.6090000000002078,0.9850045475296374]
[null,5.6100000000002082,0.98501873539804086]
[null,5.6110000000002085,0.98503291019484618]
[null,5.6120000000002088,0.98504707193164676]
[null,5.6130000000002092,0.98506122062002588]
[null,5.6140000000002095,0.98507535627155773]
[null,5.6150000000002098,0.98508947889780629]
[null,5.6160000000002102,0.9851035885103262]
[null,5.6170000000002105,0.98511768512066222]
[null,5.6180000000002108,0.98513176874034969]
[null,5.6190000000002112,0.98514583938091416]
[null,5.6200000000002115,0.98515989705387152]
[null,5.6210000000002118,0.98517394177072803]
[null,5.6220000000002122,0.98518797354298038]
[null,5.6230000000002125,0.9852019923821157]
[null,5.6240000000002128,0.98521599829961126]
[null,5.6250000000002132,0.985229991306935]
[null,5.6260000000002135,0.98524397141554521]
[null,5.6270000000002138,0.98525793863689037]
[null,5.6280000000002142,0.98527189298240958]
[null,5.6290000000002145,0.98528583446353246]
[null,5.6300000000002148,0.98529976309167877]
[null,5.6310000000002152,0.98531367887825894]
[null,5.6320000000002155,0.98532758183467384]
[null,5.6330000000002158,0.98534147197231459]
[null,5.6340000000002162,0.98535534930256286]
[null,5.6350000000002165,0.9853692138367911]
[null,5.6360000000002168,0.98538306558636168]
[null,5.6370000000002172,0.98539690456262785]
[null,5.6380000000002175,0.9854107307769332]
[null,5.6390000000002178,0.98542454424061199]
[null,5.6400000000002182,0.98543834496498861]
[null,5.6410000000002185,0.98545213296137846]
[null,5.6420000000002188,0.98546590824108704]
[null,5.6430000000002192,0.98547967081541055]
[null,5.6440000000002195,0.98549342069563572]
[null,5.6450000000002198,0.98550715789303978]
[null,5.6460000000002202,0.98552088241889058]
[null,5.6470000000002205,0.98553459428444645]
[null,5.6480000000002208,0.9855482935009563]
[null,5.6490000000002212,0.98556198007965967]
[null,5.6500000000002215,0.98557565403178649]
[null,5.6510000000002218,0.98558931536855743]
[null,5.6520000000002222,0.98560296410118386]
[null,5.6530000000002225,0.98561660024086739]
[null,5.6540000000002228,0.98563022379880072]
[null,5.6550000000002232,0.98564383478616668]
[null,5.6560000000002235,0.9856574332141389]
[null,5.6570000000002238,0.98567101909388188]
[null,5.6580000000002242,0.98568459243655038]
[null,5.6590000000002245,0.98569815325328991]
[null,5.6600000000002249,0.9857117015552368]
[null,5.6610000000002252,0.98572523735351791]
[null,5.6620000000002255,0.9857387606592507]
[null,5.6630000000002259,0.98575227148354327]
[null,5.6640000000002262,0.98576576983749464]
[null,5.6650000000002265,0.98577925573219427]
[null,5.6660000000002269,0.9857927291787224]
[null,5.6670000000002272,0.98580619018814986]
[null,5.6680000000002275,0.98581963877153844]
[null,5.6690000000002279,0.98583307493994043]
[null,5.6700000000002282,0.98584649870439889]
[null,5.6710000000002285,0.98585991007594764]
[null,5.6720000000002289,0.98587330906561099]
[null,5.6730000000002292,0.98588669568440446]
[null,5.6740000000002295,0.98590006994333379]
[null,5.6750000000002299,0.98591343185339597]
[null,5.6760000000002302,0.98592678142557832]
[null,5.6770000000002305,0.98594011867085929]
[null,5.6780000000002309,0.98595344360020776]
[null,5.6790000000002312,0.98596675622458363]
[null,5.6800000000002315,0.98598005655493748]
[null,5.6810000000002319,0.98599334460221078]
[null,5.6820000000002322,0.98600662037733577]
[null,5.6830000000002325,0.98601988389123529]
[null,5.6840000000002329,0.98603313515482338]
[null,5.6850000000002332,0.98604637417900465]
[null,5.6860000000002335,0.98605960097467449]
[null,5.6870000000002339,0.98607281555271931]
[null,5.6880000000002342,0.98608601792401629]
[null,5.6890000000002345,0.98609920809943341]
[null,5.6900000000002349,0.98611238608982954]
[null,5.6910000000002352,0.98612555190605444]
[null,5.6920000000002355,0.98613870555894867]
[null,5.6930000000002359,0.98615184705934389]
[null,5.6940000000002362,0.98616497641806222]
[null,5.6950000000002365,0.98617809364591713]
[null,5.6960000000002369,0.98619119875371264]
[null,5.6970000000002372,0.986204291752244]
[null,5.6980000000002375,0.98621737265229703]
[null,5.6990000000002379,0.98623044146464867]
[null,5.7000000000002382,0.98624349820006685]
[null,5.7010000000002385,0.98625654286931019]
[null,5.7020000000002389,0.98626957548312855]
[null,5.7030000000002392,0.98628259605226254]
[null,5.7040000000002395,0.9862956045874437]
[null,5.7050000000002399,0.98630860109939467]
[null,5.7060000000002402,0.98632158559882888]
[null,5.7070000000002405,0.98633455809645099]
[null,5.7080000000002409,0.98634751860295633]
[null,5.7090000000002412,0.98636046712903158]
[null,5.7100000000002415,0.98637340368535409]
[null,5.7110000000002419,0.98638632828259243]
[null,5.7120000000002422,0.98639924093140607]
[null,5.7130000000002426,0.98641214164244539]
[null,5.7140000000002429,0.98642503042635221]
[null,5.7150000000002432,0.9864379072937588]
[null,5.7160000000002436,0.98645077225528888]
[null,5.7170000000002439,0.98646362532155707]
[null,5.7180000000002442,0.98647646650316911]
[null,5.7190000000002446,0.98648929581072187]
[null,5.7200000000002449,0.98650211325480286]
[null,5.7210000000002452,0.9865149188459913]
[null,5.7220000000002456,0.98652771259485694]
[null,5.7230000000002459,0.9865404945119608]
[null,5.7240000000002462,0.98655326460785531]
[null,5.7250000000002466,0.98656602289308337]
[null,5.7260000000002469,0.98657876937817957]
[null,5.7270000000002472,0.98659150407366936]
[null,5.7280000000002476,0.98660422699006911]
[null,5.7290000000002479,0.98661693813788676]
[null,5.7300000000002482,0.98662963752762112]
[null,5.7310000000002486,0.98664232516976202]
[null,5.7320000000002489,0.98665500107479076]
[null,5.7330000000002492,0.9866676652531795]
[null,5.7340000000002496,0.98668031771539166]
[null,5.7350000000002499,0.98669295847188199]
[null,5.7360000000002502,0.98670558753309623]
[null,5.7370000000002506,0.98671820490947115]
[null,5.7380000000002509,0.98673081061143519]
[null,5.7390000000002512,0.98674340464940746]
[null,5.7400000000002516,0.98675598703379863]
[null,5.7410000000002519,0.98676855777501038]
[null,5.7420000000002522,0.98678111688343573]
[null,5.7430000000002526,0.98679366436945881]
[null,5.7440000000002529,0.986806200243455]
[null,5.7450000000002532,0.98681872451579111]
[null,5.7460000000002536,0.98683123719682486]
[null,5.7470000000002539,0.98684373829690542]
[null,5.7480000000002542,0.98685622782637328]
[null,5.7490000000002546,0.98686870579555996]
[null,5.7500000000002549,0.98688117221478833]
[null,5.7510000000002552,0.98689362709437278]
[null,5.7520000000002556,0.98690607044461875]
[null,5.7530000000002559,0.98691850227582278]
[null,5.7540000000002562,0.9869309225982732]
[null,5.7550000000002566,0.98694333142224921]
[null,5.7560000000002569,0.98695572875802151]
[null,5.7570000000002572,0.9869681146158521]
[null,5.7580000000002576,0.98698048900599422]
[null,5.7590000000002579,0.98699285193869257]
[null,5.7600000000002582,0.98700520342418319]
[null,5.7610000000002586,0.98701754347269322]
[null,5.7620000000002589,0.98702987209444137]
[null,5.7630000000002592,0.98704218929963772]
[null,5.7640000000002596,0.98705449509848353]
[null,5.7650000000002599,0.98706678950117166]
[null,5.7660000000002603,0.98707907251788618]
[null,5.7670000000002606,0.98709134415880251]
[null,5.7680000000002609,0.98710360443408762]
[null,5.7690000000002613,0.98711585335389973]
[null,5.7700000000002616,0.9871280909283886]
[null,5.7710000000002619,0.98714031716769524]
[null,5.7720000000002623,0.98715253208195219]
[null,5.7730000000002626,0.98716473568128338]
[null,5.7740000000002629,0.98717692797580414]
[null,5.7750000000002633,0.98718910897562129]
[null,5.7760000000002636,0.98720127869083307]
[null,5.7770000000002639,0.98721343713152909]
[null,5.7780000000002643,0.9872255843077905]
[null,5.7790000000002646,0.98723772022968981]
[null,5.7800000000002649,0.98724984490729129]
[null,5.7810000000002653,0.98726195835065034]
[null,5.7820000000002656,0.98727406056981393]
[null,5.7830000000002659,0.98728615157482069]
[null,5.7840000000002663,0.9872982313757005]
[null,5.7850000000002666,0.98731029998247488]
[null,5.7860000000002669,0.98732235740515684]
[null,5.7870000000002673,0.98733440365375091]
[null,5.7880000000002676,0.98734643873825312]
[null,5.7890000000002679,0.98735846266865102]
[null,5.7900000000002683,0.98737047545492374]
[null,5.7910000000002686,0.98738247710704174]
[null,5.7920000000002689,0.98739446763496752]
[null,5.7930000000002693,0.98740644704865455]
[null,5.7940000000002696,0.9874184153580482]
[null,5.7950000000002699,0.9874303725730853]
[null,5.7960000000002703,0.98744231870369437]
[null,5.7970000000002706,0.98745425375979534]
[null,5.7980000000002709,0.98746617775129975]
[null,5.7990000000002713,0.98747809068811099]
[null,5.8000000000002716,0.9874899925801236]
[null,5.8010000000002719,0.98750188343722423]
[null,5.8020000000002723,0.98751376326929063]
[null,5.8030000000002726,0.9875256320861926]
[null,5.8040000000002729,0.98753748989779122]
[null,5.8050000000002733,0.98754933671393952]
[null,5.8060000000002736,0.98756117254448195]
[null,5.8070000000002739,0.98757299739925464]
[null,5.8080000000002743,0.9875848112880854]
[null,5.8090000000002746,0.98759661422079381]
[null,5.8100000000002749,0.98760840620719081]
[null,5.8110000000002753,0.98762018725707934]
[null,5.8120000000002756,0.98763195738025378]
[null,5.8130000000002759,0.9876437165865003]
[null,5.8140000000002763,0.98765546488559675]
[null,5.8150000000002766,0.98766720228731275]
[null,5.8160000000002769,0.98767892880140951]
[null,5.8170000000002773,0.98769064443763988]
[null,5.8180000000002776,0.98770234920574851]
[null,5.819000000000278,0.98771404311547195]
[null,5.8200000000002783,0.9877257261765382]
[null,5.8210000000002786,0.98773739839866725]
[null,5.822000000000279,0.98774905979157046]
[null,5.8230000000002793,0.98776071036495128]
[null,5.8240000000002796,0.98777235012850484]
[null,5.82500000000028,0.98778397909191795]
[null,5.8260000000002803,0.98779559726486921]
[null,5.8270000000002806,0.98780720465702898]
[null,5.828000000000281,0.98781880127805943]
[null,5.8290000000002813,0.98783038713761462]
[null,5.8300000000002816,0.98784196224534015]
[null,5.831000000000282,0.98785352661087378]
[null,5.8320000000002823,0.98786508024384456]
[null,5.8330000000002826,0.98787662315387381]
[null,5.834000000000283,0.9878881553505745]
[null,5.8350000000002833,0.9878996768435514]
[null,5.8360000000002836,0.98791118764240116]
[null,5.837000000000284,0.98792268775671221]
[null,5.8380000000002843,0.98793417719606491]
[null,5.8390000000002846,0.98794565597003137]
[null,5.840000000000285,0.9879571240881756]
[null,5.8410000000002853,0.98796858156005352]
[null,5.8420000000002856,0.98798002839521271]
[null,5.843000000000286,0.98799146460319309]
[null,5.8440000000002863,0.98800289019352583]
[null,5.8450000000002866,0.98801430517573452]
[null,5.846000000000287,0.98802570955933433]
[null,5.8470000000002873,0.98803710335383255]
[null,5.8480000000002876,0.98804848656872812]
[null,5.849000000000288,0.98805985921351214]
[null,5.8500000000002883,0.98807122129766745]
[null,5.8510000000002886,0.98808257283066891]
[null,5.852000000000289,0.98809391382198331]
[null,5.8530000000002893,0.98810524428106938]
[null,5.8540000000002896,0.9881165642173777]
[null,5.85500000000029,0.98812787364035082]
[null,5.8560000000002903,0.98813917255942352]
[null,5.8570000000002906,0.98815046098402204]
[null,5.858000000000291,0.98816173892356507]
[null,5.8590000000002913,0.98817300638746297]
[null,5.8600000000002916,0.98818426338511822]
[null,5.861000000000292,0.9881955099259252]
[null,5.8620000000002923,0.98820674601927039]
[null,5.8630000000002926,0.98821797167453229]
[null,5.864000000000293,0.98822918690108119]
[null,5.8650000000002933,0.9882403917082796]
[null,5.8660000000002936,0.98825158610548192]
[null,5.867000000000294,0.98826277010203467]
[null,5.8680000000002943,0.98827394370727639]
[null,5.8690000000002946,0.98828510693053762]
[null,5.870000000000295,0.988296259781141]
[null,5.8710000000002953,0.98830740226840119]
[null,5.8720000000002956,0.98831853440162476]
[null,5.873000000000296,0.98832965619011071]
[null,5.8740000000002963,0.9883407676431496]
[null,5.8750000000002967,0.98835186877002457]
[null,5.876000000000297,0.98836295958001041]
[null,5.8770000000002973,0.98837404008237439]
[null,5.8780000000002977,0.98838511028637555]
[null,5.879000000000298,0.98839617020126525]
[null,5.8800000000002983,0.98840721983628688]
[null,5.8810000000002987,0.98841825920067583]
[null,5.882000000000299,0.98842928830365984]
[null,5.8830000000002993,0.98844030715445841]
[null,5.8840000000002997,0.98845131576228373]
[null,5.8850000000003,0.98846231413633956]
[null,5.8860000000003003,0.98847330228582209]
[null,5.8870000000003007,0.98848428021991963]
[null,5.888000000000301,0.98849524794781263]
[null,5.8890000000003013,0.98850620547867363]
[null,5.8900000000003017,0.98851715282166752]
[null,5.891000000000302,0.98852808998595121]
[null,5.8920000000003023,0.98853901698067381]
[null,5.8930000000003027,0.98854993381497669]
[null,5.894000000000303,0.9885608404979932]
[null,5.8950000000003033,0.98857173703884926]
[null,5.8960000000003037,0.98858262344666259]
[null,5.897000000000304,0.98859349973054333]
[null,5.8980000000003043,0.98860436589959388]
[null,5.8990000000003047,0.98861522196290885]
[null,5.900000000000305,0.98862606792957486]
[null,5.9010000000003053,0.98863690380867109]
[null,5.9020000000003057,0.98864772960926861]
[null,5.903000000000306,0.98865854534043118]
[null,5.9040000000003063,0.98866935101121434]
[null,5.9050000000003067,0.98868014663066628]
[null,5.906000000000307,0.98869093220782711]
[null,5.9070000000003073,0.9887017077517295]
[null,5.9080000000003077,0.98871247327139822]
[null,5.909000000000308,0.98872322877585039]
[null,5.9100000000003083,0.98873397427409548]
[null,5.9110000000003087,0.98874470977513507]
[null,5.912000000000309,0.98875543528796328]
[null,5.9130000000003093,0.98876615082156638]
[null,5.9140000000003097,0.98877685638492308]
[null,5.91500000000031,0.98878755198700408]
[null,5.9160000000003103,0.98879823763677277]
[null,5.9170000000003107,0.98880891334318488]
[null,5.918000000000311,0.98881957911518814]
[null,5.9190000000003113,0.98883023496172295]
[null,5.9200000000003117,0.98884088089172195]
[null,5.921000000000312,0.98885151691411]
[null,5.9220000000003123,0.98886214303780462]
[null,5.9230000000003127,0.98887275927171536]
[null,5.924000000000313,0.98888336562474433]
[null,5.9250000000003133,0.98889396210578617]
[null,5.9260000000003137,0.98890454872372746]
[null,5.927000000000314,0.98891512548744764]
[null,5.9280000000003144,0.9889256924058184]
[null,5.9290000000003147,0.98893624948770353]
[null,5.930000000000315,0.98894679674195973]
[null,5.9310000000003154,0.98895733417743581]
[null,5.9320000000003157,0.98896786180297291]
[null,5.933000000000316,0.98897837962740498]
[null,5.9340000000003164,0.98898888765955806]
[null,5.9350000000003167,0.98899938590825065]
[null,5.936000000000317,0.98900987438229393]
[null,5.9370000000003174,0.98902035309049141]
[null,5.9380000000003177,0.98903082204163884]
[null,5.939000000000318,0.98904128124452484]
[null,5.9400000000003184,0.98905173070793018]
[null,5.9410000000003187,0.98906217044062827]
[null,5.942000000000319,0.9890726004513849]
[null,5.9430000000003194,0.98908302074895837]
[null,5.9440000000003197,0.98909343134209948]
[null,5.94500000000032,0.98910383223955167]
[null,5.9460000000003204,0.98911422345005073]
[null,5.9470000000003207,0.98912460498232491]
[null,5.948000000000321,0.98913497684509499]
[null,5.9490000000003214,0.98914533904707458]
[null,5.9500000000003217,0.98915569159696937]
[null,5.951000000000322,0.98916603450347773]
[null,5.9520000000003224,0.98917636777529094]
[null,5.9530000000003227,0.98918669142109217]
[null,5.954000000000323,0.9891970054495578]
[null,5.9550000000003234,0.98920730986935623]
[null,5.9560000000003237,0.98921760468914866]
[null,5.957000000000324,0.98922788991758903]
[null,5.9580000000003244,0.98923816556332345]
[null,5.9590000000003247,0.98924843163499099]
[null,5.960000000000325,0.98925868814122309]
[null,5.9610000000003254,0.98926893509064395]
[null,5.9620000000003257,0.98927917249187014]
[null,5.963000000000326,0.98928940035351098]
[null,5.9640000000003264,0.98929961868416838]
[null,5.9650000000003267,0.9893098274924369]
[null,5.966000000000327,0.98932002678690367]
[null,5.9670000000003274,0.9893302165761485]
[null,5.9680000000003277,0.98934039686874375]
[null,5.969000000000328,0.98935056767325458]
[null,5.9700000000003284,0.98936072899823846]
[null,5.9710000000003287,0.989370880852246]
[null,5.972000000000329,0.98938102324382005]
[null,5.9730000000003294,0.98939115618149631]
[null,5.9740000000003297,0.9894012796738032]
[null,5.97500000000033,0.98941139372926157]
[null,5.9760000000003304,0.98942149835638527]
[null,5.9770000000003307,0.98943159356368049]
[null,5.978000000000331,0.98944167935964644]
[null,5.9790000000003314,0.989451755752775]
[null,5.9800000000003317,0.98946182275155037]
[null,5.9810000000003321,0.98947188036444989]
[null,5.9820000000003324,0.98948192859994355]
[null,5.9830000000003327,0.9894919674664937]
[null,5.9840000000003331,0.98950199697255592]
[null,5.9850000000003334,0.98951201712657821]
[null,5.9860000000003337,0.98952202793700128]
[null,5.9870000000003341,0.98953202941225882]
[null,5.9880000000003344,0.9895420215607772]
[null,5.9890000000003347,0.98955200439097535]
[null,5.9900000000003351,0.98956197791126499]
[null,5.9910000000003354,0.98957194213005106]
[null,5.9920000000003357,0.98958189705573052]
[null,5.9930000000003361,0.98959184269669387]
[null,5.9940000000003364,0.98960177906132374]
[null,5.9950000000003367,0.9896117061579961]
[null,5.9960000000003371,0.98962162399507925]
[null,5.9970000000003374,0.98963153258093473]
[null,5.9980000000003377,0.9896414319239164]
[null,5.9990000000003381,0.98965132203237138]
[null,6.0000000000003384,0.98966120291463933]
[null,6.0010000000003387,0.9896710745790529]
[null,6.0020000000003391,0.98968093703393745]
[null,6.0030000000003394,0.9896907902876112]
[null,6.0040000000003397,0.98970063434838529]
[null,6.0050000000003401,0.98971046922456363]
[null,6.0060000000003404,0.98972029492444291]
[null,6.0070000000003407,0.98973011145631296]
[null,6.0080000000003411,0.98973991882845613]
[null,6.0090000000003414,0.98974971704914783]
[null,6.0100000000003417,0.98975950612665631]
[null,6.0110000000003421,0.98976928606924264]
[null,6.0120000000003424,0.98977905688516099]
[null,6.0130000000003427,0.98978881858265821]
[null,6.0140000000003431,0.98979857116997405]
[null,6.0150000000003434,0.98980831465534125]
[null,6.0160000000003437,0.98981804904698534]
[null,6.0170000000003441,0.98982777435312508]
[null,6.0180000000003444,0.98983749058197168]
[null,6.0190000000003447,0.98984719774172969]
[null,6.0200000000003451,0.98985689584059633]
[null,6.0210000000003454,0.98986658488676194]
[null,6.0220000000003457,0.98987626488840963]
[null,6.0230000000003461,0.98988593585371554]
[null,6.0240000000003464,0.98989559779084879]
[null,6.0250000000003467,0.98990525070797142]
[null,6.0260000000003471,0.98991489461323856]
[null,6.0270000000003474,0.98992452951479804]
[null,6.0280000000003477,0.98993415542079088]
[null,6.0290000000003481,0.98994377233935105]
[null,6.0300000000003484,0.98995338027860547]
[null,6.0310000000003487,0.9899629792466742]
[null,6.0320000000003491,0.98997256925166999]
[null,6.0330000000003494,0.98998215030169878]
[null,6.0340000000003498,0.98999172240485966]
[null,6.0350000000003501,0.99000128556924449]
[null,6.0360000000003504,0.99001083980293836]
[null,6.0370000000003508,0.99002038511401913]
[null,6.0380000000003511,0.99002992151055791]
[null,6.0390000000003514,0.9900394490006188]
[null,6.0400000000003518,0.9900489675922588]
[null,6.0410000000003521,0.99005847729352825]
[null,6.0420000000003524,0.99006797811247038]
[null,6.0430000000003528,0.99007747005712132]
[null,6.0440000000003531,0.99008695313551054]
[null,6.0450000000003534,0.9900964273556605]
[null,6.0460000000003538,0.99010589272558658]
[null,6.0470000000003541,0.99011534925329736]
[null,6.0480000000003544,0.99012479694679467]
[null,6.0490000000003548,0.99013423581407312]
[null,6.0500000000003551,0.99014366586312064]
[null,6.0510000000003554,0.99015308710191818]
[null,6.0520000000003558,0.99016249953843982]
[null,6.0530000000003561,0.99017190318065285]
[null,6.0540000000003564,0.99018129803651733]
[null,6.0550000000003568,0.99019068411398703]
[null,6.0560000000003571,0.99020006142100825]
[null,6.0570000000003574,0.99020942996552075]
[null,6.0580000000003578,0.99021878975545752]
[null,6.0590000000003581,0.99022814079874444]
[null,6.0600000000003584,0.99023748310330073]
[null,6.0610000000003588,0.99024681667703873]
[null,6.0620000000003591,0.99025614152786379]
[null,6.0630000000003594,0.99026545766367458]
[null,6.0640000000003598,0.99027476509236301]
[null,6.0650000000003601,0.99028406382181411]
[null,6.0660000000003604,0.99029335385990591]
[null,6.0670000000003608,0.9903026352145099]
[null,6.0680000000003611,0.99031190789349077]
[null,6.0690000000003614,0.99032117190470603]
[null,6.0700000000003618,0.99033042725600695]
[null,6.0710000000003621,0.99033967395523759]
[null,6.0720000000003624,0.99034891201023534]
[null,6.0730000000003628,0.99035814142883094]
[null,6.0740000000003631,0.99036736221884825]
[null,6.0750000000003634,0.99037657438810445]
[null,6.0760000000003638,0.99038577794440974]
[null,6.0770000000003641,0.99039497289556777]
[null,6.0780000000003644,0.99040415924937553]
[null,6.0790000000003648,0.990413337013623]
[null,6.0800000000003651,0.99042250619609351]
[null,6.0810000000003654,0.99043166680456385]
[null,6.0820000000003658,0.99044081884680379]
[null,6.0830000000003661,0.99044996233057669]
[null,6.0840000000003664,0.9904590972636389]
[null,6.0850000000003668,0.99046822365374021]
[null,6.0860000000003671,0.99047734150862365]
[null,6.0870000000003675,0.99048645083602571]
[null,6.0880000000003678,0.99049555164367598]
[null,6.0890000000003681,0.99050464393929738]
[null,6.0900000000003685,0.99051372773060631]
[null,6.0910000000003688,0.99052280302531226]
[null,6.0920000000003691,0.99053186983111841]
[null,6.0930000000003695,0.9905409281557207]
[null,6.0940000000003698,0.990549978006809]
[null,6.0950000000003701,0.99055901939206625]
[null,6.0960000000003705,0.99056805231916867]
[null,6.0970000000003708,0.99057707679578588]
[null,6.0980000000003711,0.99058609282958099]
[null,6.0990000000003715,0.99059510042821042]
[null,6.1000000000003718,0.99060409959932383]
[null,6.1010000000003721,0.99061309035056444]
[null,6.1020000000003725,0.99062207268956859]
[null,6.1030000000003728,0.99063104662396639]
[null,6.1040000000003731,0.99064001216138098]
[null,6.1050000000003735,0.99064896930942914]
[null,6.1060000000003738,0.99065791807572079]
[null,6.1070000000003741,0.99066685846785962]
[null,6.1080000000003745,0.99067579049344245]
[null,6.1090000000003748,0.99068471416005954]
[null,6.1100000000003751,0.99069362947529471]
[null,6.1110000000003755,0.99070253644672512]
[null,6.1120000000003758,0.99071143508192139]
[null,6.1130000000003761,0.99072032538844756]
[null,6.1140000000003765,0.99072920737386105]
[null,6.1150000000003768,0.99073808104571293]
[null,6.1160000000003771,0.99074694641154737]
[null,6.1170000000003775,0.99075580347890246]
[null,6.1180000000003778,0.99076465225530941]
[null,6.1190000000003781,0.99077349274829296]
[null,6.1200000000003785,0.99078232496537144]
[null,6.1210000000003788,0.99079114891405662]
[null,6.1220000000003791,0.99079996460185371]
[null,6.1230000000003795,0.99080877203626139]
[null,6.1240000000003798,0.99081757122477188]
[null,6.1250000000003801,0.99082636217487097]
[null,6.1260000000003805,0.99083514489403779]
[null,6.1270000000003808,0.99084391938974514]
[null,6.1280000000003811,0.99085268566945928]
[null,6.1290000000003815,0.99086144374063989]
[null,6.1300000000003818,0.99087019361074047]
[null,6.1310000000003821,0.99087893528720772]
[null,6.1320000000003825,0.99088766877748202]
[null,6.1330000000003828,0.99089639408899732]
[null,6.1340000000003831,0.99090511122918101]
[null,6.1350000000003835,0.99091382020545427]
[null,6.1360000000003838,0.9909225210252316]
[null,6.1370000000003841,0.99093121369592119]
[null,6.1380000000003845,0.99093989822492468]
[null,6.1390000000003848,0.99094857461963748]
[null,6.1400000000003851,0.99095724288744835]
[null,6.1410000000003855,0.99096590303573973]
[null,6.1420000000003858,0.9909745550718877]
[null,6.1430000000003862,0.99098319900326204]
[null,6.1440000000003865,0.99099183483722586]
[null,6.1450000000003868,0.99100046258113594]
[null,6.1460000000003872,0.99100908224234285]
[null,6.1470000000003875,0.99101769382819072]
[null,6.1480000000003878,0.9910262973460171]
[null,6.1490000000003882,0.99103489280315349]
[null,6.1500000000003885,0.99104348020692468]
[null,6.1510000000003888,0.99105205956464926]
[null,6.1520000000003892,0.9910606308836396]
[null,6.1530000000003895,0.99106919417120154]
[null,6.1540000000003898,0.99107774943463456]
[null,6.1550000000003902,0.99108629668123183]
[null,6.1560000000003905,0.99109483591828029]
[null,6.1570000000003908,0.99110336715306047]
[null,6.1580000000003912,0.99111189039284642]
[null,6.1590000000003915,0.99112040564490611]
[null,6.1600000000003918,0.99112891291650107]
[null,6.1610000000003922,0.9911374122148866]
[null,6.1620000000003925,0.99114590354731158]
[null,6.1630000000003928,0.99115438692101876]
[null,6.1640000000003932,0.99116286234324424]
[null,6.1650000000003935,0.99117132982121825]
[null,6.1660000000003938,0.99117978936216444]
[null,6.1670000000003942,0.99118824097330027]
[null,6.1680000000003945,0.99119668466183708]
[null,6.1690000000003948,0.99120512043497977]
[null,6.1700000000003952,0.99121354829992692]
[null,6.1710000000003955,0.99122196826387088]
[null,6.1720000000003958,0.99123038033399802]
[null,6.1730000000003962,0.99123878451748793]
[null,6.1740000000003965,0.99124718082151453]
[null,6.1750000000003968,0.99125556925324509]
[null,6.1760000000003972,0.99126394981984078]
[null,6.1770000000003975,0.99127232252845654]
[null,6.1780000000003978,0.9912806873862412]
[null,6.1790000000003982,0.99128904440033705]
[null,6.1800000000003985,0.99129739357788049]
[null,6.1810000000003988,0.9913057349260016]
[null,6.1820000000003992,0.99131406845182413]
[null,6.1830000000003995,0.99132239416246593]
[null,6.1840000000003998,0.9913307120650382]
[null,6.1850000000004002,0.99133902216664649]
[null,6.1860000000004005,0.99134732447438967]
[null,6.1870000000004008,0.99135561899536084]
[null,6.1880000000004012,0.99136390573664657]
[null,6.1890000000004015,0.9913721847053274]
[null,6.1900000000004018,0.9913804559084779]
[null,6.1910000000004022,0.99138871935316619]
[null,6.1920000000004025,0.99139697504645441]
[null,6.1930000000004028,0.99140522299539835]
[null,6.1940000000004032,0.99141346320704793]
[null,6.1950000000004035,0.99142169568844674]
[null,6.1960000000004039,0.99142992044663225]
[null,6.1970000000004042,0.99143813748863596]
[null,6.1980000000004045,0.99144634682148303]
[null,6.1990000000004049,0.9914545484521925]
[null,6.2000000000004052,0.99146274238777754]
[null,6.2010000000004055,0.991470928635245]
[null,6.2020000000004059,0.99147910720159571]
[null,6.2030000000004062,0.9914872780938242]
[null,6.2040000000004065,0.99149544131891931]
[null,6.2050000000004069,0.99150359688386336]
[null,6.2060000000004072,0.99151174479563287]
[null,6.2070000000004075,0.99151988506119826]
[null,6.2080000000004079,0.99152801768752352]
[null,6.2090000000004082,0.99153614268156709]
[null,6.2100000000004085,0.99154426005028107]
[null,6.2110000000004089,0.99155236980061146]
[null,6.2120000000004092,0.99156047193949826]
[null,6.2130000000004095,0.99156856647387548]
[null,6.2140000000004099,0.99157665341067103]
[null,6.2150000000004102,0.9915847327568067]
[null,6.2160000000004105,0.9915928045191984]
[null,6.2170000000004109,0.99160086870475594]
[null,6.2180000000004112,0.99160892532038314]
[null,6.2190000000004115,0.99161697437297758]
[null,6.2200000000004119,0.99162501586943119]
[null,6.2210000000004122,0.99163304981662959]
[null,6.2220000000004125,0.99164107622145248]
[null,6.2230000000004129,0.99164909509077359]
[null,6.2240000000004132,0.99165710643146066]
[null,6.2250000000004135,0.9916651102503754]
[null,6.2260000000004139,0.99167310655437346]
[null,6.2270000000004142,0.9916810953503048]
[null,6.2280000000004145,0.99168907664501305]
[null,6.2290000000004149,0.99169705044533607]
[null,6.2300000000004152,0.99170501675810552]
[null,6.2310000000004155,0.99171297559014759]
[null,6.2320000000004159,0.99172092694828184]
[null,6.2330000000004162,0.99172887083932248]
[null,6.2340000000004165,0.9917368072700774]
[null,6.2350000000004169,0.99174473624734871]
[null,6.2360000000004172,0.99175265777793253]
[null,6.2370000000004175,0.99176057186861899]
[null,6.2380000000004179,0.99176847852619243]
[null,6.2390000000004182,0.9917763777574311]
[null,6.2400000000004185,0.99178426956910759]
[null,6.2410000000004189,0.99179215396798814]
[null,6.2420000000004192,0.99180003096083358]
[null,6.2430000000004195,0.99180790055439838]
[null,6.2440000000004199,0.9918157627554316]
[null,6.2450000000004202,0.99182361757067583]
[null,6.2460000000004205,0.99183146500686814]
[null,6.2470000000004209,0.99183930507073981]
[null,6.2480000000004212,0.99184713776901601]
[null,6.2490000000004216,0.99185496310841592]
[null,6.2500000000004219,0.99186278109565318]
[null,6.2510000000004222,0.9918705917374353]
[null,6.2520000000004226,0.99187839504046416]
[null,6.2530000000004229,0.9918861910114356]
[null,6.2540000000004232,0.99189397965703963]
[null,6.2550000000004236,0.99190176098396043]
[null,6.2560000000004239,0.99190953499887646]
[null,6.2570000000004242,0.99191730170846004]
[null,6.2580000000004246,0.99192506111937806]
[null,6.2590000000004249,0.99193281323829119]
[null,6.2600000000004252,0.99194055807185466]
[null,6.2610000000004256,0.99194829562671738]
[null,6.2620000000004259,0.99195602590952303]
[null,6.2630000000004262,0.99196374892690897]
[null,6.2640000000004266,0.99197146468550712]
[null,6.2650000000004269,0.9919791731919434]
[null,6.2660000000004272,0.99198687445283806]
[null,6.2670000000004276,0.99199456847480538]
[null,6.2680000000004279,0.99200225526445396]
[null,6.2690000000004282,0.99200993482838673]
[null,6.2700000000004286,0.99201760717320064]
[null,6.2710000000004289,0.99202527230548698]
[null,6.2720000000004292,0.99203293023183137]
[null,6.2730000000004296,0.99204058095881342]
[null,6.2740000000004299,0.99204822449300711]
[null,6.2750000000004302,0.99205586084098063]
[null,6.2760000000004306,0.99206349000929661]
[null,6.2770000000004309,0.99207111200451181]
[null,6.2780000000004312,0.99207872683317699]
[null,6.2790000000004316,0.9920863345018377]
[null,6.2800000000004319,0.99209393501703325]
[null,6.2810000000004322,0.99210152838529753]
[null,6.2820000000004326,0.99210911461315865]
[null,6.2830000000004329,0.99211669370713906]
[null,6.2840000000004332,0.99212426567375522]
[null,6.2850000000004336,0.99213183051951825]
[null,6.2860000000004339,0.9921393882509334]
[null,6.2870000000004342,0.99214693887450023]
[null,6.2880000000004346,0.99215448239671256]
[null,6.2890000000004349,0.99216201882405852]
[null,6.2900000000004352,0.99216954816302061]
[null,6.2910000000004356,0.99217707042007586]
[null,6.2920000000004359,0.9921845856016952]
[null,6.2930000000004362,0.99219209371434414]
[null,6.2940000000004366,0.9921995947644825]
[null,6.2950000000004369,0.99220708875856445]
[null,6.2960000000004372,0.9922145757030385]
[null,6.2970000000004376,0.99222205560434751]
[null,6.2980000000004379,0.99222952846892865]
[null,6.2990000000004382,0.99223699430321344]
[null,6.3000000000004386,0.99224445311362774]
[null,6.3010000000004389,0.9922519049065921]
[null,6.3020000000004393,0.99225934968852103]
[null,6.3030000000004396,0.99226678746582342]
[null,6.3040000000004399,0.99227421824490292]
[null,6.3050000000004403,0.9922816420321573]
[null,6.3060000000004406,0.99228905883397867]
[null,6.3070000000004409,0.99229646865675358]
[null,6.3080000000004413,0.99230387150686328]
[null,6.3090000000004416,0.99231126739068287]
[null,6.3100000000004419,0.99231865631458238]
[null,6.3110000000004423,0.99232603828492594]
[null,6.3120000000004426,0.99233341330807212]
[null,6.3130000000004429,0.99234078139037418]
[null,6.3140000000004433,0.99234814253817949]
[null,6.3150000000004436,0.99235549675782986]
[null,6.3160000000004439,0.99236284405566189]
[null,6.3170000000004443,0.99237018443800629]
[null,6.3180000000004446,0.99237751791118822]
[null,6.3190000000004449,0.99238484448152753]
[null,6.3200000000004453,0.99239216415533826]
[null,6.3210000000004456,0.99239947693892916]
[null,6.3220000000004459,0.99240678283860306]
[null,6.3230000000004463,0.99241408186065783]
[null,6.3240000000004466,0.99242137401138519]
[null,6.3250000000004469,0.99242865929707191]
[null,6.3260000000004473,0.99243593772399885]
[null,6.3270000000004476,0.99244320929844143]
[null,6.3280000000004479,0.99245047402666964]
[null,6.3290000000004483,0.9924577319149479]
[null,6.3300000000004486,0.99246498296953534]
[null,6.3310000000004489,0.99247222719668526]
[null,6.3320000000004493,0.99247946460264569]
[null,6.3330000000004496,0.99248669519365917]
[null,6.3340000000004499,0.99249391897596262]
[null,6.3350000000004503,0.99250113595578748]
[null,6.3360000000004506,0.99250834613936001]
[null,6.3370000000004509,0.99251554953290078]
[null,6.3380000000004513,0.9925227461426247]
[null,6.3390000000004516,0.99252993597474171]
[null,6.3400000000004519,0.99253711903545583]
[null,6.3410000000004523,0.99254429533096589]
[null,6.3420000000004526,0.99255146486746526]
[null,6.3430000000004529,0.99255862765114178]
[null,6.3440000000004533,0.99256578368817783]
[null,6.3450000000004536,0.99257293298475036]
[null,6.3460000000004539,0.9925800755470312]
[null,6.3470000000004543,0.99258721138118622]
[null,6.3480000000004546,0.99259434049337636]
[null,6.3490000000004549,0.99260146288975692]
[null,6.3500000000004553,0.99260857857647777]
[null,6.3510000000004556,0.99261568755968344]
[null,6.3520000000004559,0.99262278984551289]
[null,6.3530000000004563,0.99262988544010011]
[null,6.3540000000004566,0.99263697434957321]
[null,6.355000000000457,0.99264405658005528]
[null,6.3560000000004573,0.99265113213766365]
[null,6.3570000000004576,0.99265820102851066]
[null,6.358000000000458,0.99266526325870319]
[null,6.3590000000004583,0.99267231883434248]
[null,6.3600000000004586,0.99267936776152454]
[null,6.361000000000459,0.9926864100463404]
[null,6.3620000000004593,0.99269344569487505]
[null,6.3630000000004596,0.99270047471320866]
[null,6.36400000000046,0.9927074971074159]
[null,6.3650000000004603,0.99271451288356605]
[null,6.3660000000004606,0.99272152204772302]
[null,6.367000000000461,0.99272852460594552]
[null,6.3680000000004613,0.99273552056428671]
[null,6.3690000000004616,0.99274250992879465]
[null,6.370000000000462,0.99274949270551205]
[null,6.3710000000004623,0.9927564689004762]
[null,6.3720000000004626,0.99276343851971915]
[null,6.373000000000463,0.99277040156926755]
[null,6.3740000000004633,0.99277735805514278]
[null,6.3750000000004636,0.99278430798336115]
[null,6.376000000000464,0.99279125135993329]
[null,6.3770000000004643,0.99279818819086474]
[null,6.3780000000004646,0.99280511848215591]
[null,6.379000000000465,0.99281204223980157]
[null,6.3800000000004653,0.99281895946979148]
[null,6.3810000000004656,0.99282587017811008]
[null,6.382000000000466,0.99283277437073647]
[null,6.3830000000004663,0.99283967205364454]
[null,6.3840000000004666,0.99284656323280285]
[null,6.385000000000467,0.99285344791417485]
[null,6.3860000000004673,0.99286032610371855]
[null,6.3870000000004676,0.99286719780738697]
[null,6.388000000000468,0.99287406303112757]
[null,6.3890000000004683,0.99288092178088283]
[null,6.3900000000004686,0.99288777406258988]
[null,6.391000000000469,0.99289461988218064]
[null,6.3920000000004693,0.99290145924558171]
[null,6.3930000000004696,0.99290829215871468]
[null,6.39400000000047,0.99291511862749582]
[null,6.3950000000004703,0.99292193865783607]
[null,6.3960000000004706,0.99292875225564137]
[null,6.397000000000471,0.99293555942681222]
[null,6.3980000000004713,0.99294236017724413]
[null,6.3990000000004716,0.99294915451282739]
[null,6.400000000000472,0.99295594243944696]
[null,6.4010000000004723,0.99296272396298269]
[null,6.4020000000004726,0.99296949908930932]
[null,6.403000000000473,0.99297626782429638]
[null,6.4040000000004733,0.99298303017380807]
[null,6.4050000000004736,0.9929897861437037]
[null,6.406000000000474,0.99299653573983715]
[null,6.4070000000004743,0.99300327896805729]
[null,6.4080000000004746,0.99301001583420778]
[null,6.409000000000475,0.99301674634412707]
[null,6.4100000000004753,0.9930234705036487]
[null,6.4110000000004757,0.99303018831860079]
[null,6.412000000000476,0.99303689979480636]
[null,6.4130000000004763,0.99304360493808352]
[null,6.4140000000004767,0.99305030375424508]
[null,6.415000000000477,0.9930569962490986]
[null,6.4160000000004773,0.99306368242844678]
[null,6.4170000000004777,0.99307036229808698]
[null,6.418000000000478,0.99307703586381169]
[null,6.4190000000004783,0.99308370313140792]
[null,6.4200000000004787,0.99309036410665796]
[null,6.421000000000479,0.99309701879533885]
[null,6.4220000000004793,0.99310366720322252]
[null,6.4230000000004797,0.99311030933607569]
[null,6.42400000000048,0.99311694519966009]
[null,6.4250000000004803,0.99312357479973257]
[null,6.4260000000004807,0.99313019814204462]
[null,6.427000000000481,0.99313681523234265]
[null,6.4280000000004813,0.99314342607636819]
[null,6.4290000000004817,0.99315003067985763]
[null,6.430000000000482,0.99315662904854218]
[null,6.4310000000004823,0.99316322118814815]
[null,6.4320000000004827,0.99316980710439673]
[null,6.433000000000483,0.99317638680300413]
[null,6.4340000000004833,0.99318296028968123]
[null,6.4350000000004837,0.99318952757013435]
[null,6.436000000000484,0.99319608865006426]
[null,6.4370000000004843,0.99320264353516696]
[null,6.4380000000004847,0.99320919223113358]
[null,6.439000000000485,0.99321573474364999]
[null,6.4400000000004853,0.99322227107839689]
[null,6.4410000000004857,0.9932288012410504]
[null,6.442000000000486,0.99323532523728131]
[null,6.4430000000004863,0.99324184307275543]
[null,6.4440000000004867,0.99324835475313356]
[null,6.445000000000487,0.99325486028407184]
[null,6.4460000000004873,0.99326135967122076]
[null,6.4470000000004877,0.99326785292022646]
[null,6.448000000000488,0.99327434003672965]
[null,6.4490000000004883,0.99328082102636639]
[null,6.4500000000004887,0.99328729589476739]
[null,6.451000000000489,0.99329376464755881]
[null,6.4520000000004893,0.99330022729036138]
[null,6.4530000000004897,0.99330668382879128]
[null,6.45400000000049,0.99331313426845946]
[null,6.4550000000004903,0.99331957861497211]
[null,6.4560000000004907,0.99332601687393018]
[null,6.457000000000491,0.99333244905092988]
[null,6.4580000000004913,0.99333887515156249]
[null,6.4590000000004917,0.99334529518141435]
[null,6.460000000000492,0.99335170914606663]
[null,6.4610000000004923,0.99335811705109589]
[null,6.4620000000004927,0.99336451890207345]
[null,6.463000000000493,0.99337091470456607]
[null,6.4640000000004934,0.99337730446413519]
[null,6.4650000000004937,0.9933836881863376]
[null,6.466000000000494,0.99339006587672507]
[null,6.4670000000004944,0.9933964375408445]
[null,6.4680000000004947,0.9934028031842379]
[null,6.469000000000495,0.99340916281244218]
[null,6.4700000000004954,0.9934155164309898]
[null,6.4710000000004957,0.99342186404540778]
[null,6.472000000000496,0.9934282056612187]
[null,6.4730000000004964,0.99343454128394004]
[null,6.4740000000004967,0.99344087091908428]
[null,6.475000000000497,0.99344719457215935]
[null,6.4760000000004974,0.99345351224866807]
[null,6.4770000000004977,0.99345982395410837]
[null,6.478000000000498,0.99346612969397352]
[null,6.4790000000004984,0.99347242947375169]
[null,6.4800000000004987,0.99347872329892639]
[null,6.481000000000499,0.99348501117497623]
[null,6.4820000000004994,0.99349129310737472]
[null,6.4830000000004997,0.99349756910159093]
[null,6.4840000000005,0.99350383916308882]
[null,6.4850000000005004,0.9935101032973277]
[null,6.4860000000005007,0.99351636150976175]
[null,6.487000000000501,0.99352261380584062]
[null,6.4880000000005014,0.99352886019100906]
[null,6.4890000000005017,0.99353510067070683]
[null,6.490000000000502,0.99354133525036914]
[null,6.4910000000005024,0.99354756393542609]
[null,6.4920000000005027,0.99355378673130335]
[null,6.493000000000503,0.99356000364342145]
[null,6.4940000000005034,0.99356621467719619]
[null,6.4950000000005037,0.99357241983803879]
[null,6.496000000000504,0.99357861913135526]
[null,6.4970000000005044,0.99358481256254727]
[null,6.4980000000005047,0.9935910001370114]
[null,6.499000000000505,0.99359718186013968]
[null,6.5000000000005054,0.993603357737319]
[null,6.5010000000005057,0.99360952777393197]
[null,6.502000000000506,0.99361569197535604]
[null,6.5030000000005064,0.99362185034696404]
[null,6.5040000000005067,0.99362800289412412]
[null,6.505000000000507,0.99363414962219943]
[null,6.5060000000005074,0.99364029053654856]
[null,6.5070000000005077,0.99364642564252548]
[null,6.508000000000508,0.99365255494547899]
[null,6.5090000000005084,0.99365867845075362]
[null,6.5100000000005087,0.99366479616368875]
[null,6.511000000000509,0.99367090808961944]
[null,6.5120000000005094,0.99367701423387567]
[null,6.5130000000005097,0.99368311460178282]
[null,6.51400000000051,0.99368920919866166]
[null,6.5150000000005104,0.99369529802982803]
[null,6.5160000000005107,0.99370138110059314]
[null,6.5170000000005111,0.99370745841626373]
[null,6.5180000000005114,0.99371352998214135]
[null,6.5190000000005117,0.99371959580352331]
[null,6.5200000000005121,0.99372565588570205]
[null,6.5210000000005124,0.99373171023396512]
[null,6.5220000000005127,0.99373775885359572]
[null,6.5230000000005131,0.9937438017498722]
[null,6.5240000000005134,0.99374983892806812]
[null,6.5250000000005137,0.99375587039345259]
[null,6.5260000000005141,0.99376189615128985]
[null,6.5270000000005144,0.99376791620683957]
[null,6.5280000000005147,0.99377393056535679]
[null,6.5290000000005151,0.99377993923209174]
[null,6.5300000000005154,0.99378594221229011]
[null,6.5310000000005157,0.99379193951119293]
[null,6.5320000000005161,0.99379793113403658]
[null,6.5330000000005164,0.99380391708605276]
[null,6.5340000000005167,0.9938098973724685]
[null,6.5350000000005171,0.99381587199850629]
[null,6.5360000000005174,0.99382184096938386]
[null,6.5370000000005177,0.99382780429031436]
[null,6.5380000000005181,0.9938337619665063]
[null,6.5390000000005184,0.99383971400316373]
[null,6.5400000000005187,0.99384566040548583]
[null,6.5410000000005191,0.99385160117866733]
[null,6.5420000000005194,0.99385753632789831]
[null,6.5430000000005197,0.99386346585836416]
[null,6.5440000000005201,0.99386938977524575]
[null,6.5450000000005204,0.99387530808371927]
[null,6.5460000000005207,0.99388122078895647]
[null,6.5470000000005211,0.99388712789612443]
[null,6.5480000000005214,0.99389302941038549]
[null,6.5490000000005217,0.99389892533689772]
[null,6.5500000000005221,0.99390481568081424]
[null,6.5510000000005224,0.99391070044728391]
[null,6.5520000000005227,0.99391657964145086]
[null,6.5530000000005231,0.99392245326845463]
[null,6.5540000000005234,0.99392832133343023]
[null,6.5550000000005237,0.99393418384150822]
[null,6.5560000000005241,0.99394004079781451]
[null,6.5570000000005244,0.99394589220747021]
[null,6.5580000000005247,0.99395173807559234]
[null,6.5590000000005251,0.99395757840729315]
[null,6.5600000000005254,0.99396341320768022]
[null,6.5610000000005257,0.99396924248185681]
[null,6.5620000000005261,0.99397506623492149]
[null,6.5630000000005264,0.99398088447196842]
[null,6.5640000000005267,0.99398669719808719]
[null,6.5650000000005271,0.99399250441836273]
[null,6.5660000000005274,0.99399830613787565]
[null,6.5670000000005277,0.994004102361702]
[null,6.5680000000005281,0.99400989309491317]
[null,6.5690000000005284,0.99401567834257631]
[null,6.5700000000005288,0.99402145810975373]
[null,6.5710000000005291,0.99402723240150348]
[null,6.5720000000005294,0.99403300122287908]
[null,6.5730000000005298,0.99403876457892959]
[null,6.5740000000005301,0.99404452247469932]
[null,6.5750000000005304,0.99405027491522846]
[null,6.5760000000005308,0.99405602190555253]
[null,6.5770000000005311,0.99406176345070252]
[null,6.5780000000005314,0.99406749955570495]
[null,6.5790000000005318,0.99407323022558214]
[null,6.5800000000005321,0.99407895546535152]
[null,6.5810000000005324,0.99408467528002642]
[null,6.5820000000005328,0.99409038967461549]
[null,6.5830000000005331,0.99409609865412296]
[null,6.5840000000005334,0.99410180222354871]
[null,6.5850000000005338,0.99410750038788809]
[null,6.5860000000005341,0.99411319315213209]
[null,6.5870000000005344,0.99411888052126707]
[null,6.5880000000005348,0.99412456250027514]
[null,6.5890000000005351,0.99413023909413378]
[null,6.5900000000005354,0.99413591030781645]
[null,6.5910000000005358,0.99414157614629162]
[null,6.5920000000005361,0.99414723661452375]
[null,6.5930000000005364,0.99415289171747268]
[null,6.5940000000005368,0.99415854146009397]
[null,6.5950000000005371,0.99416418584733868]
[null,6.5960000000005374,0.99416982488415362]
[null,6.5970000000005378,0.99417545857548084]
[null,6.5980000000005381,0.99418108692625828]
[null,6.5990000000005384,0.99418670994141944]
[null,6.6000000000005388,0.99419232762589349]
[null,6.6010000000005391,0.99419793998460504]
[null,6.6020000000005394,0.99420354702247438]
[null,6.6030000000005398,0.99420914874441746]
[null,6.6040000000005401,0.9942147451553458]
[null,6.6050000000005404,0.9942203362601667]
[null,6.6060000000005408,0.9942259220637828]
[null,6.6070000000005411,0.99423150257109261]
[null,6.6080000000005414,0.99423707778699033]
[null,6.6090000000005418,0.99424264771636539]
[null,6.6100000000005421,0.99424821236410343]
[null,6.6110000000005424,0.99425377173508533]
[null,6.6120000000005428,0.99425932583418775]
[null,6.6130000000005431,0.99426487466628299]
[null,6.6140000000005434,0.99427041823623907]
[null,6.6150000000005438,0.99427595654891965]
[null,6.6160000000005441,0.99428148960918394]
[null,6.6170000000005444,0.99428701742188696]
[null,6.6180000000005448,0.99429253999187939]
[null,6.6190000000005451,0.99429805732400744]
[null,6.6200000000005454,0.99430356942311326]
[null,6.6210000000005458,0.99430907629403442]
[null,6.6220000000005461,0.99431457794160438]
[null,6.6230000000005464,0.99432007437065206]
[null,6.6240000000005468,0.99432556558600249]
[null,6.6250000000005471,0.99433105159247581]
[null,6.6260000000005475,0.99433653239488839]
[null,6.6270000000005478,0.99434200799805206]
[null,6.6280000000005481,0.9943474784067744]
[null,6.6290000000005485,0.99435294362585858]
[null,6.6300000000005488,0.99435840366010386]
[null,6.6310000000005491,0.99436385851430475]
[null,6.6320000000005495,0.99436930819325176]
[null,6.6330000000005498,0.99437475270173104]
[null,6.6340000000005501,0.99438019204452466]
[null,6.6350000000005505,0.99438562622641014]
[null,6.6360000000005508,0.99439105525216076]
[null,6.6370000000005511,0.99439647912654583]
[null,6.6380000000005515,0.9944018978543302]
[null,6.6390000000005518,0.9944073114402745]
[null,6.6400000000005521,0.99441271988913493]
[null,6.6410000000005525,0.99441812320566381]
[null,6.6420000000005528,0.99442352139460899]
[null,6.6430000000005531,0.99442891446071413]
[null,6.6440000000005535,0.99443430240871866]
[null,6.6450000000005538,0.99443968524335768]
[null,6.6460000000005541,0.9944450629693623]
[null,6.6470000000005545,0.99445043559145918]
[null,6.6480000000005548,0.99445580311437076]
[null,6.6490000000005551,0.99446116554281561]
[null,6.6500000000005555,0.99446652288150761]
[null,6.6510000000005558,0.99447187513515667]
[null,6.6520000000005561,0.99447722230846858]
[null,6.6530000000005565,0.9944825644061448]
[null,6.6540000000005568,0.99448790143288257]
[null,6.6550000000005571,0.99449323339337514]
[null,6.6560000000005575,0.99449856029231121]
[null,6.6570000000005578,0.99450388213437557]
[null,6.6580000000005581,0.99450919892424883]
[null,6.6590000000005585,0.99451451066660723]
[null,6.6600000000005588,0.99451981736612305]
[null,6.6610000000005591,0.99452511902746432]
[null,6.6620000000005595,0.99453041565529487]
[null,6.6630000000005598,0.99453570725427431]
[null,6.6640000000005601,0.99454099382905814]
[null,6.6650000000005605,0.99454627538429785]
[null,6.6660000000005608,0.99455155192464051]
[null,6.6670000000005611,0.99455682345472929]
[null,6.6680000000005615,0.99456208997920292]
[null,6.6690000000005618,0.99456735150269637]
[null,6.6700000000005621,0.99457260802984004]
[null,6.6710000000005625,0.99457785956526057]
[null,6.6720000000005628,0.99458310611358036]
[null,6.6730000000005631,0.99458834767941739]
[null,6.6740000000005635,0.99459358426738598]
[null,6.6750000000005638,0.99459881588209598]
[null,6.6760000000005641,0.99460404252815326]
[null,6.6770000000005645,0.99460926421015949]
[null,6.6780000000005648,0.99461448093271243]
[null,6.6790000000005652,0.99461969270040551]
[null,6.6800000000005655,0.99462489951782818]
[null,6.6810000000005658,0.99463010138956565]
[null,6.6820000000005662,0.99463529832019915]
[null,6.6830000000005665,0.99464049031430579]
[null,6.6840000000005668,0.99464567737645859]
[null,6.6850000000005672,0.99465085951122656]
[null,6.6860000000005675,0.99465603672317437]
[null,6.6870000000005678,0.99466120901686295]
[null,6.6880000000005682,0.99466637639684885]
[null,6.6890000000005685,0.99467153886768478]
[null,6.6900000000005688,0.99467669643391932]
[null,6.6910000000005692,0.99468184910009672]
[null,6.6920000000005695,0.99468699687075757]
[null,6.6930000000005698,0.99469213975043813]
[null,6.6940000000005702,0.99469727774367067]
[null,6.6950000000005705,0.99470241085498357]
[null,6.6960000000005708,0.99470753908890075]
[null,6.6970000000005712,0.99471266244994261]
[null,6.6980000000005715,0.99471778094262508]
[null,6.6990000000005718,0.99472289457146035]
[null,6.7000000000005722,0.99472800334095623]
[null,6.7010000000005725,0.99473310725561681]
[null,6.7020000000005728,0.99473820631994214]
[null,6.7030000000005732,0.99474330053842797]
[null,6.7040000000005735,0.99474838991556624]
[null,6.7050000000005738,0.99475347445584494]
[null,6.7060000000005742,0.99475855416374781]
[null,6.7070000000005745,0.99476362904375482]
[null,6.7080000000005748,0.99476869910034171]
[null,6.7090000000005752,0.99477376433798026]
[null,6.7100000000005755,0.99477882476113844]
[null,6.7110000000005758,0.99478388037428012]
[null,6.7120000000005762,0.99478893118186495]
[null,6.7130000000005765,0.99479397718834883]
[null,6.7140000000005768,0.99479901839818374]
[null,6.7150000000005772,0.99480405481581746]
[null,6.7160000000005775,0.99480908644569388]
[null,6.7170000000005778,0.994814113292253]
[null,6.7180000000005782,0.99481913535993061]
[null,6.7190000000005785,0.99482415265315871]
[null,6.7200000000005788,0.99482916517636533]
[null,6.7210000000005792,0.99483417293397447]
[null,6.7220000000005795,0.99483917593040616]
[null,6.7230000000005798,0.99484417417007664]
[null,6.7240000000005802,0.99484916765739795]
[null,6.7250000000005805,0.99485415639677821]
[null,6.7260000000005808,0.99485914039262191]
[null,6.7270000000005812,0.99486411964932908]
[null,6.7280000000005815,0.99486909417129632]
[null,6.7290000000005818,0.99487406396291589]
[null,6.7300000000005822,0.99487902902857639]
[null,6.7310000000005825,0.99488398937266231]
[null,6.7320000000005829,0.99488894499955427]
[null,6.7330000000005832,0.99489389591362898]
[null,6.7340000000005835,0.99489884211925927]
[null,6.7350000000005839,0.994903783620814]
[null,6.7360000000005842,0.99490872042265799]
[null,6.7370000000005845,0.99491365252915243]
[null,6.7380000000005849,0.99491857994465438]
[null,6.7390000000005852,0.99492350267351704]
[null,6.7400000000005855,0.9949284207200898]
[null,6.7410000000005859,0.99493333408871798]
[null,6.7420000000005862,0.99493824278374321]
[null,6.7430000000005865,0.99494314680950313]
[null,6.7440000000005869,0.99494804617033128]
[null,6.7450000000005872,0.99495294087055774]
[null,6.7460000000005875,0.9949578309145084]
[null,6.7470000000005879,0.99496271630650546]
[null,6.7480000000005882,0.99496759705086701]
[null,6.7490000000005885,0.9949724731519074]
[null,6.7500000000005889,0.99497734461393716]
[null,6.7510000000005892,0.99498221144126286]
[null,6.7520000000005895,0.99498707363818739]
[null,6.7530000000005899,0.99499193120900953]
[null,6.7540000000005902,0.99499678415802428]
[null,6.7550000000005905,0.995001632489523]
[null,6.7560000000005909,0.99500647620779281]
[null,6.7570000000005912,0.99501131531711728]
[null,6.7580000000005915,0.99501614982177622]
[null,6.7590000000005919,0.9950209797260452]
[null,6.7600000000005922,0.99502580503419635]
[null,6.7610000000005925,0.99503062575049772]
[null,6.7620000000005929,0.99503544187921367]
[null,6.7630000000005932,0.99504025342460467]
[null,6.7640000000005935,0.99504506039092733]
[null,6.7650000000005939,0.99504986278243457]
[null,6.7660000000005942,0.99505466060337544]
[null,6.7670000000005945,0.9950594538579951]
[null,6.7680000000005949,0.99506424255053494]
[null,6.7690000000005952,0.99506902668523245]
[null,6.7700000000005955,0.99507380626632169]
[null,6.7710000000005959,0.99507858129803251]
[null,6.7720000000005962,0.99508335178459095]
[null,6.7730000000005965,0.99508811773021966]
[null,6.7740000000005969,0.99509287913913713]
[null,6.7750000000005972,0.99509763601555823]
[null,6.7760000000005975,0.99510238836369391]
[null,6.7770000000005979,0.9951071361877516]
[null,6.7780000000005982,0.99511187949193458]
[null,6.7790000000005985,0.99511661828044262]
[null,6.7800000000005989,0.99512135255747169]
[null,6.7810000000005992,0.99512608232721389]
[null,6.7820000000005995,0.99513080759385775]
[null,6.7830000000005999,0.99513552836158781]
[null,6.7840000000006002,0.99514024463458495]
[null,6.7850000000006006,0.99514495641702638]
[null,6.7860000000006009,0.99514966371308533]
[null,6.7870000000006012,0.99515436652693157]
[null,6.7880000000006016,0.99515906486273087]
[null,6.7890000000006019,0.99516375872464546]
[null,6.7900000000006022,0.99516844811683358]
[null,6.7910000000006026,0.99517313304345012]
[null,6.7920000000006029,0.99517781350864587]
[null,6.7930000000006032,0.99518248951656807]
[null,6.7940000000006036,0.99518716107136018]
[null,6.7950000000006039,0.9951918281771619]
[null,6.7960000000006042,0.99519649083810935]
[null,6.7970000000006046,0.99520114905833479]
[null,6.7980000000006049,0.9952058028419668]
[null,6.7990000000006052,0.99521045219313031]
[null,6.8000000000006056,0.99521509711594658]
[null,6.8010000000006059,0.99521973761453286]
[null,6.8020000000006062,0.99522437369300309]
[null,6.8030000000006066,0.99522900535546743]
[null,6.8040000000006069,0.99523363260603204]
[null,6.8050000000006072,0.99523825544879985]
[null,6.8060000000006076,0.99524287388786958]
[null,6.8070000000006079,0.99524748792733686]
[null,6.8080000000006082,0.99525209757129307]
[null,6.8090000000006086,0.99525670282382628]
[null,6.8100000000006089,0.99526130368902077]
[null,6.8110000000006092,0.99526590017095717]
[null,6.8120000000006096,0.99527049227371245]
[null,6.8130000000006099,0.99527508000135978]
[null,6.8140000000006102,0.99527966335796869]
[null,6.8150000000006106,0.99528424234760537]
[null,6.8160000000006109,0.99528881697433202]
[null,6.8170000000006112,0.99529338724220717]
[null,6.8180000000006116,0.99529795315528591]
[null,6.8190000000006119,0.99530251471761966]
[null,6.8200000000006122,0.99530707193325596]
[null,6.8210000000006126,0.9953116248062388]
[null,6.8220000000006129,0.99531617334060885]
[null,6.8230000000006132,0.99532071754040274]
[null,6.8240000000006136,0.99532525740965361]
[null,6.8250000000006139,0.99532979295239099]
[null,6.8260000000006142,0.99533432417264078]
[null,6.8270000000006146,0.99533885107442521]
[null,6.8280000000006149,0.99534337366176306]
[null,6.8290000000006152,0.99534789193866924]
[null,6.8300000000006156,0.99535240590915519]
[null,6.8310000000006159,0.99535691557722883]
[null,6.8320000000006162,0.99536142094689428]
[null,6.8330000000006166,0.99536592202215202]
[null,6.8340000000006169,0.99537041880699928]
[null,6.8350000000006172,0.99537491130542921]
[null,6.8360000000006176,0.99537939952143184]
[null,6.8370000000006179,0.99538388345899331]
[null,6.8380000000006183,0.99538836312209622]
[null,6.8390000000006186,0.99539283851471949]
[null,6.8400000000006189,0.99539730964083883]
[null,6.8410000000006193,0.99540177650442596]
[null,6.8420000000006196,0.99540623910944914]
[null,6.8430000000006199,0.99541069745987321]
[null,6.8440000000006203,0.99541515155965932]
[null,6.8450000000006206,0.99541960141276498]
[null,6.8460000000006209,0.99542404702314424]
[null,6.8470000000006213,0.99542848839474751]
[null,6.8480000000006216,0.99543292553152185]
[null,6.8490000000006219,0.99543735843741055]
[null,6.8500000000006223,0.99544178711635323]
[null,6.8510000000006226,0.99544621157228641]
[null,6.8520000000006229,0.99545063180914262]
[null,6.8530000000006233,0.99545504783085104]
[null,6.8540000000006236,0.99545945964133742]
[null,6.8550000000006239,0.99546386724452363]
[null,6.8560000000006243,0.9954682706443283]
[null,6.8570000000006246,0.99547266984466654]
[null,6.8580000000006249,0.99547706484944976]
[null,6.8590000000006253,0.99548145566258595]
[null,6.8600000000006256,0.99548584228797954]
[null,6.8610000000006259,0.99549022472953153]
[null,6.8620000000006263,0.99549460299113912]
[null,6.8630000000006266,0.99549897707669643]
[null,6.8640000000006269,0.99550334699009368]
[null,6.8650000000006273,0.99550771273521799]
[null,6.8660000000006276,0.99551207431595246]
[null,6.8670000000006279,0.9955164317361771]
[null,6.8680000000006283,0.99552078499976826]
[null,6.8690000000006286,0.99552513411059884]
[null,6.8700000000006289,0.99552947907253819]
[null,6.8710000000006293,0.99553381988945233]
[null,6.8720000000006296,0.9955381565652035]
[null,6.8730000000006299,0.99554248910365084]
[null,6.8740000000006303,0.9955468175086496]
[null,6.8750000000006306,0.99555114178405191]
[null,6.8760000000006309,0.99555546193370625]
[null,6.8770000000006313,0.99555977796145756]
[null,6.8780000000006316,0.99556408987114753]
[null,6.8790000000006319,0.99556839766661409]
[null,6.8800000000006323,0.99557270135169207]
[null,6.8810000000006326,0.99557700093021262]
[null,6.8820000000006329,0.99558129640600335]
[null,6.8830000000006333,0.99558558778288864]
[null,6.8840000000006336,0.99558987506468921]
[null,6.8850000000006339,0.99559415825522257]
[null,6.8860000000006343,0.99559843735830256]
[null,6.8870000000006346,0.99560271237773967]
[null,6.8880000000006349,0.99560698331734099]
[null,6.8890000000006353,0.99561125018091012]
[null,6.8900000000006356,0.99561551297224715]
[null,6.8910000000006359,0.99561977169514904]
[null,6.8920000000006363,0.99562402635340896]
[null,6.8930000000006366,0.9956282769508169]
[null,6.894000000000637,0.99563252349115927]
[null,6.8950000000006373,0.99563676597821915]
[null,6.8960000000006376,0.99564100441577619]
[null,6.897000000000638,0.9956452388076068]
[null,6.8980000000006383,0.99564946915748354]
[null,6.8990000000006386,0.99565369546917604]
[null,6.900000000000639,0.99565791774645018]
[null,6.9010000000006393,0.99566213599306874]
[null,6.9020000000006396,0.99566635021279082]
[null,6.90300000000064,0.99567056040937241]
[null,6.9040000000006403,0.99567476658656573]
[null,6.9050000000006406,0.99567896874812001]
[null,6.906000000000641,0.9956831668977808]
[null,6.9070000000006413,0.99568736103929045]
[null,6.9080000000006416,0.99569155117638797]
[null,6.909000000000642,0.99569573731280869]
[null,6.9100000000006423,0.99569991945228487]
[null,6.9110000000006426,0.99570409759854528]
[null,6.912000000000643,0.9957082717553154]
[null,6.9130000000006433,0.99571244192631714]
[null,6.9140000000006436,0.9957166081152693]
[null,6.915000000000644,0.99572077032588724]
[null,6.9160000000006443,0.99572492856188288]
[null,6.9170000000006446,0.99572908282696493]
[null,6.918000000000645,0.99573323312483852]
[null,6.9190000000006453,0.9957373794592056]
[null,6.9200000000006456,0.99574152183376485]
[null,6.921000000000646,0.99574566025221145]
[null,6.9220000000006463,0.99574979471823721]
[null,6.9230000000006466,0.99575392523553086]
[null,6.924000000000647,0.99575805180777754]
[null,6.9250000000006473,0.99576217443865922]
[null,6.9260000000006476,0.99576629313185439]
[null,6.927000000000648,0.99577040789103832]
[null,6.9280000000006483,0.99577451871988287]
[null,6.9290000000006486,0.99577862562205677]
[null,6.930000000000649,0.9957827286012253]
[null,6.9310000000006493,0.99578682766105031]
[null,6.9320000000006496,0.99579092280519066]
[null,6.93300000000065,0.99579501403730153]
[null,6.9340000000006503,0.995799101361035]
[null,6.9350000000006506,0.99580318478003993]
[null,6.936000000000651,0.99580726429796174]
[null,6.9370000000006513,0.99581133991844262]
[null,6.9380000000006516,0.99581541164512122]
[null,6.939000000000652,0.99581947948163341]
[null,6.9400000000006523,0.99582354343161128]
[null,6.9410000000006526,0.99582760349868393]
[null,6.942000000000653,0.99583165968647702]
[null,6.9430000000006533,0.99583571199861309]
[null,6.9440000000006536,0.99583976043871114]
[null,6.945000000000654,0.99584380501038727]
[null,6.9460000000006543,0.99584784571725393]
[null,6.9470000000006547,0.99585188256292057]
[null,6.948000000000655,0.99585591555099318]
[null,6.9490000000006553,0.99585994468507466]
[null,6.9500000000006557,0.99586396996876458]
[null,6.951000000000656,0.99586799140565929]
[null,6.9520000000006563,0.9958720089993518]
[null,6.9530000000006567,0.9958760227534319]
[null,6.954000000000657,0.99588003267148617]
[null,6.9550000000006573,0.99588403875709786]
[null,6.9560000000006577,0.99588804101384709]
[null,6.957000000000658,0.99589203944531079]
[null,6.9580000000006583,0.99589603405506244]
[null,6.9590000000006587,0.99590002484667239]
[null,6.960000000000659,0.9959040118237078]
[null,6.9610000000006593,0.99590799498973259]
[null,6.9620000000006597,0.99591197434830747]
[null,6.96300000000066,0.99591594990298982]
[null,6.9640000000006603,0.99591992165733378]
[null,6.9650000000006607,0.99592388961489065]
[null,6.966000000000661,0.99592785377920789]
[null,6.9670000000006613,0.99593181415383036]
[null,6.9680000000006617,0.99593577074229933]
[null,6.969000000000662,0.99593972354815297]
[null,6.9700000000006623,0.99594367257492622]
[null,6.9710000000006627,0.99594761782615093]
[null,6.972000000000663,0.99595155930535562]
[null,6.9730000000006633,0.99595549701606567]
[null,6.9740000000006637,0.99595943096180328]
[null,6.975000000000664,0.9959633611460873]
[null,6.9760000000006643,0.9959672875724338]
[null,6.9770000000006647,0.9959712102443552]
[null,6.978000000000665,0.99597512916536102]
[null,6.9790000000006653,0.99597904433895756]
[null,6.9800000000006657,0.99598295576864782]
[null,6.981000000000666,0.99598686345793175]
[null,6.9820000000006663,0.99599076741030601]
[null,6.9830000000006667,0.99599466762926436]
[null,6.984000000000667,0.99599856411829701]
[null,6.9850000000006673,0.9960024568808914]
[null,6.9860000000006677,0.9960063459205315]
[null,6.987000000000668,0.99601023124069821]
[null,6.9880000000006683,0.9960141128448694]
[null,6.9890000000006687,0.99601799073651964]
[null,6.990000000000669,0.99602186491912048]
[null,6.9910000000006693,0.99602573539614014]
[null,6.9920000000006697,0.99602960217104386]
[null,6.99300000000067,0.99603346524729364]
[null,6.9940000000006703,0.99603732462834849]
[null,6.9950000000006707,0.9960411803176642]
[null,6.996000000000671,0.99604503231869324]
[null,6.9970000000006713,0.99604888063488528]
[null,6.9980000000006717,0.99605272526968669]
[null,6.999000000000672,0.99605656622654071]
[null,7.0000000000006724,0.99606040350888747]
[null,7.0010000000006727,0.99606423712016401]
[null,7.002000000000673,0.99606806706380413]
[null,7.0030000000006734,0.99607189334323876]
[null,7.0040000000006737,0.99607571596189559]
[null,7.005000000000674,0.99607953492319912]
[null,7.0060000000006744,0.99608335023057082]
[null,7.0070000000006747,0.99608716188742918]
[null,7.008000000000675,0.99609096989718926]
[null,7.0090000000006754,0.99609477426326343]
[null,7.0100000000006757,0.99609857498906063]
[null,7.011000000000676,0.9961023720779868]
[null,7.0120000000006764,0.99610616553344511]
[null,7.0130000000006767,0.99610995535883506]
[null,7.014000000000677,0.9961137415575535]
[null,7.0150000000006774,0.99611752413299404]
[null,7.0160000000006777,0.99612130308854729]
[null,7.017000000000678,0.99612507842760079]
[null,7.0180000000006784,0.9961288501535388]
[null,7.0190000000006787,0.99613261826974286]
[null,7.020000000000679,0.99613638277959105]
[null,7.0210000000006794,0.99614014368645865]
[null,7.0220000000006797,0.99614390099371786]
[null,7.02300000000068,0.99614765470473776]
[null,7.0240000000006804,0.99615140482288433]
[null,7.0250000000006807,0.99615515135152066]
[null,7.026000000000681,0.9961588942940065]
[null,7.0270000000006814,0.99616263365369895]
[null,7.0280000000006817,0.99616636943395154]
[null,7.029000000000682,0.99617010163811537]
[null,7.0300000000006824,0.99617383026953799]
[null,7.0310000000006827,0.99617755533156416]
[null,7.032000000000683,0.99618127682753554]
[null,7.0330000000006834,0.99618499476079081]
[null,7.0340000000006837,0.99618870913466562]
[null,7.035000000000684,0.99619241995249241]
[null,7.0360000000006844,0.99619612721760076]
[null,7.0370000000006847,0.99619983093331721]
[null,7.038000000000685,0.99620353110296533]
[null,7.0390000000006854,0.9962072277298657]
[null,7.0400000000006857,0.99621092081733553]
[null,7.041000000000686,0.99621461036868941]
[null,7.0420000000006864,0.99621829638723891]
[null,7.0430000000006867,0.99622197887629238]
[null,7.044000000000687,0.99622565783915518]
[null,7.0450000000006874,0.99622933327912988]
[null,7.0460000000006877,0.99623300519951585]
[null,7.047000000000688,0.99623667360360968]
[null,7.0480000000006884,0.99624033849470461]
[null,7.0490000000006887,0.99624399987609114]
[null,7.050000000000689,0.99624765775105684]
[null,7.0510000000006894,0.99625131212288609]
[null,7.0520000000006897,0.99625496299486049]
[null,7.0530000000006901,0.99625861037025853]
[null,7.0540000000006904,0.99626225425235571]
[null,7.0550000000006907,0.99626589464442461]
[null,7.0560000000006911,0.99626953154973485]
[null,7.0570000000006914,0.99627316497155294]
[null,7.0580000000006917,0.99627679491314269]
[null,7.0590000000006921,0.99628042137776474]
[null,7.0600000000006924,0.99628404436867668]
[null,7.0610000000006927,0.99628766388913348]
[null,7.0620000000006931,0.99629127994238675]
[null,7.0630000000006934,0.99629489253168546]
[null,7.0640000000006937,0.99629850166027545]
[null,7.0650000000006941,0.99630210733139979]
[null,7.0660000000006944,0.99630570954829822]
[null,7.0670000000006947,0.99630930831420805]
[null,7.0680000000006951,0.99631290363236324]
[null,7.0690000000006954,0.9963164955059951]
[null,7.0700000000006957,0.99632008393833171]
[null,7.0710000000006961,0.99632366893259838]
[null,7.0720000000006964,0.99632725049201765]
[null,7.0730000000006967,0.99633082861980871]
[null,7.0740000000006971,0.99633440331918821]
[null,7.0750000000006974,0.9963379745933697]
[null,7.0760000000006977,0.99634154244556394]
[null,7.0770000000006981,0.99634510687897848]
[null,7.0780000000006984,0.99634866789681831]
[null,7.0790000000006987,0.9963522255022853]
[null,7.0800000000006991,0.99635577969857836]
[null,7.0810000000006994,0.99635933048889369]
[null,7.0820000000006997,0.99636287787642441]
[null,7.0830000000007001,0.99636642186436075]
[null,7.0840000000007004,0.99636996245589027]
[null,7.0850000000007007,0.99637349965419719]
[null,7.0860000000007011,0.99637703346246331]
[null,7.0870000000007014,0.9963805638838672]
[null,7.0880000000007017,0.99638409092158475]
[null,7.0890000000007021,0.99638761457878877]
[null,7.0900000000007024,0.99639113485864927]
[null,7.0910000000007027,0.99639465176433339]
[null,7.0920000000007031,0.99639816529900538]
[null,7.0930000000007034,0.9964016754658267]
[null,7.0940000000007037,0.99640518226795571]
[null,7.0950000000007041,0.99640868570854824]
[null,7.0960000000007044,0.99641218579075674]
[null,7.0970000000007047,0.99641568251773127]
[null,7.0980000000007051,0.99641917589261886]
[null,7.0990000000007054,0.99642266591856365]
[null,7.1000000000007057,0.99642615259870693]
[null,7.1010000000007061,0.99642963593618694]
[null,7.1020000000007064,0.99643311593413952]
[null,7.1030000000007067,0.99643659259569728]
[null,7.1040000000007071,0.99644006592399004]
[null,7.1050000000007074,0.99644353592214474]
[null,7.1060000000007078,0.99644700259328578]
[null,7.1070000000007081,0.99645046594053432]
[null,7.1080000000007084,0.99645392596700899]
[null,7.1090000000007088,0.99645738267582518]
[null,7.1100000000007091,0.99646083607009595]
[null,7.1110000000007094,0.99646428615293103]
[null,7.1120000000007098,0.99646773292743784]
[null,7.1130000000007101,0.99647117639672045]
[null,7.1140000000007104,0.99647461656388048]
[null,7.1150000000007108,0.99647805343201645]
[null,7.1160000000007111,0.99648148700422434]
[null,7.1170000000007114,0.99648491728359723]
[null,7.1180000000007118,0.99648834427322508]
[null,7.1190000000007121,0.99649176797619543]
[null,7.1200000000007124,0.99649518839559281]
[null,7.1210000000007128,0.99649860553449898]
[null,7.1220000000007131,0.99650201939599292]
[null,7.1230000000007134,0.99650542998315084]
[null,7.1240000000007138,0.99650883729904594]
[null,7.1250000000007141,0.99651224134674876]
[null,7.1260000000007144,0.99651564212932731]
[null,7.1270000000007148,0.99651903964984623]
[null,7.1280000000007151,0.99652243391136786]
[null,7.1290000000007154,0.99652582491695152]
[null,7.1300000000007158,0.99652921266965389]
[null,7.1310000000007161,0.99653259717252862]
[null,7.1320000000007164,0.99653597842862673]
[null,7.1330000000007168,0.99653935644099656]
[null,7.1340000000007171,0.99654273121268355]
[null,7.1350000000007174,0.99654610274673039]
[null,7.1360000000007178,0.99654947104617686]
[null,7.1370000000007181,0.9965528361140602]
[null,7.1380000000007184,0.99655619795341477]
[null,7.1390000000007188,0.99655955656727213]
[null,7.1400000000007191,0.9965629119586612]
[null,7.1410000000007194,0.996566264130608]
[null,7.1420000000007198,0.99656961308613579]
[null,7.1430000000007201,0.99657295882826535]
[null,7.1440000000007204,0.99657630136001418]
[null,7.1450000000007208,0.99657964068439764]
[null,7.1460000000007211,0.99658297680442776]
[null,7.1470000000007214,0.99658630972311424]
[null,7.1480000000007218,0.99658963944346401]
[null,7.1490000000007221,0.9965929659684809]
[null,7.1500000000007224,0.9965962893011665]
[null,7.1510000000007228,0.9965996094445192]
[null,7.1520000000007231,0.99660292640153492]
[null,7.1530000000007234,0.99660624017520683]
[null,7.1540000000007238,0.9966095507685252]
[null,7.1550000000007241,0.99661285818447798]
[null,7.1560000000007244,0.99661616242604989]
[null,7.1570000000007248,0.9966194634962231]
[null,7.1580000000007251,0.99662276139797734]
[null,7.1590000000007254,0.99662605613428923]
[null,7.1600000000007258,0.99662934770813294]
[null,7.1610000000007261,0.99663263612247976]
[null,7.1620000000007265,0.99663592138029833]
[null,7.1630000000007268,0.9966392034845547]
[null,7.1640000000007271,0.99664248243821185]
[null,7.1650000000007275,0.99664575824423063]
[null,7.1660000000007278,0.99664903090556856]
[null,7.1670000000007281,0.99665230042518105]
[null,7.1680000000007285,0.9966555668060203]
[null,7.1690000000007288,0.99665883005103606]
[null,7.1700000000007291,0.99666209016317553]
[null,7.1710000000007295,0.99666534714538302]
[null,7.1720000000007298,0.99666860100060006]
[null,7.1730000000007301,0.99667185173176576]
[null,7.1740000000007305,0.99667509934181642]
[null,7.1750000000007308,0.99667834383368559]
[null,7.1760000000007311,0.99668158521030414]
[null,7.1770000000007315,0.99668482347460052]
[null,7.1780000000007318,0.99668805862950027]
[null,7.1790000000007321,0.99669129067792617]
[null,7.1800000000007325,0.99669451962279865]
[null,7.1810000000007328,0.99669774546703516]
[null,7.1820000000007331,0.9967009682135507]
[null,7.1830000000007335,0.9967041878652575]
[null,7.1840000000007338,0.99670740442506522]
[null,7.1850000000007341,0.99671061789588067]
[null,7.1860000000007345,0.99671382828060817]
[null,7.1870000000007348,0.99671703558214952]
[null,7.1880000000007351,0.99672023980340352]
[null,7.1890000000007355,0.9967234409472665]
[null,7.1900000000007358,0.99672663901663228]
[null,7.1910000000007361,0.99672983401439186]
[null,7.1920000000007365,0.99673302594343371]
[null,7.1930000000007368,0.99673621480664343]
[null,7.1940000000007371,0.99673940060690425]
[null,7.1950000000007375,0.99674258334709676]
[null,7.1960000000007378,0.99674576303009865]
[null,7.1970000000007381,0.9967489396587853]
[null,7.1980000000007385,0.9967521132360293]
[null,7.1990000000007388,0.99675528376470057]
[null,7.2000000000007391,0.99675845124766649]
[null,7.2010000000007395,0.99676161568779187]
[null,7.2020000000007398,0.99676477708793876]
[null,7.2030000000007401,0.99676793545096676]
[null,7.2040000000007405,0.99677109077973269]
[null,7.2050000000007408,0.99677424307709095]
[null,7.2060000000007411,0.99677739234589302]
[null,7.2070000000007415,0.99678053858898819]
[null,7.2080000000007418,0.99678368180922283]
[null,7.2090000000007421,0.99678682200944069]
[null,7.2100000000007425,0.99678995919248325]
[null,7.2110000000007428,0.99679309336118904]
[null,7.2120000000007431,0.99679622451839422]
[null,7.2130000000007435,0.9967993526669322]
[null,7.2140000000007438,0.99680247780963405]
[null,7.2150000000007442,0.99680559994932783]
[null,7.2160000000007445,0.99680871908883928]
[null,7.2170000000007448,0.99681183523099171]
[null,7.2180000000007452,0.99681494837860563]
[null,7.2190000000007455,0.9968180585344989]
[null,7.2200000000007458,0.99682116570148704]
[null,7.2210000000007462,0.99682426988238282]
[null,7.2220000000007465,0.99682737107999642]
[null,7.2230000000007468,0.9968304692971357]
[null,7.2240000000007472,0.99683356453660565]
[null,7.2250000000007475,0.99683665680120881]
[null,7.2260000000007478,0.99683974609374515]
[null,7.2270000000007482,0.99684283241701221]
[null,7.2280000000007485,0.99684591577380488]
[null,7.2290000000007488,0.99684899616691525]
[null,7.2300000000007492,0.99685207359913319]
[null,7.2310000000007495,0.99685514807324604]
[null,7.2320000000007498,0.99685821959203824]
[null,7.2330000000007502,0.996861288158292]
[null,7.2340000000007505,0.99686435377478699]
[null,7.2350000000007508,0.99686741644429999]
[null,7.2360000000007512,0.99687047616960556]
[null,7.2370000000007515,0.9968735329534758]
[null,7.2380000000007518,0.99687658679867996]
[null,7.2390000000007522,0.99687963770798482]
[null,7.2400000000007525,0.99688268568415495]
[null,7.2410000000007528,0.99688573072995201]
[null,7.2420000000007532,0.99688877284813526]
[null,7.2430000000007535,0.9968918120414616]
[null,7.2440000000007538,0.99689484831268516]
[null,7.2450000000007542,0.99689788166455762]
[null,7.2460000000007545,0.99690091209982812]
[null,7.2470000000007548,0.99690393962124346]
[null,7.2480000000007552,0.9969069642315479]
[null,7.2490000000007555,0.99690998593348279]
[null,7.2500000000007558,0.9969130047297875]
[null,7.2510000000007562,0.99691602062319862]
[null,7.2520000000007565,0.99691903361645018]
[null,7.2530000000007568,0.99692204371227389]
[null,7.2540000000007572,0.99692505091339889]
[null,7.2550000000007575,0.99692805522255179]
[null,7.2560000000007578,0.99693105664245663]
[null,7.2570000000007582,0.99693405517583522]
[null,7.2580000000007585,0.99693705082540651]
[null,7.2590000000007588,0.99694004359388722]
[null,7.2600000000007592,0.99694303348399149]
[null,7.2610000000007595,0.99694602049843117]
[null,7.2620000000007598,0.9969490046399152]
[null,7.2630000000007602,0.99695198591115042]
[null,7.2640000000007605,0.9969549643148411]
[null,7.2650000000007608,0.99695793985368897]
[null,7.2660000000007612,0.99696091253039321]
[null,7.2670000000007615,0.99696388234765076]
[null,7.2680000000007619,0.99696684930815593]
[null,7.2690000000007622,0.99696981341460056]
[null,7.2700000000007625,0.99697277466967404]
[null,7.2710000000007629,0.99697573307606335]
[null,7.2720000000007632,0.996978688636453]
[null,7.2730000000007635,0.99698164135352496]
[null,7.2740000000007639,0.99698459122995875]
[null,7.2750000000007642,0.99698753826843156]
[null,7.2760000000007645,0.99699048247161803]
[null,7.2770000000007649,0.99699342384219036]
[null,7.2780000000007652,0.9969963623828183]
[null,7.2790000000007655,0.99699929809616916]
[null,7.2800000000007659,0.9970022309849077]
[null,7.2810000000007662,0.99700516105169656]
[null,7.2820000000007665,0.99700808829919552]
[null,7.2830000000007669,0.99701101273006221]
[null,7.2840000000007672,0.99701393434695185]
[null,7.2850000000007675,0.99701685315251687]
[null,7.2860000000007679,0.99701976914940771]
[null,7.2870000000007682,0.99702268234027203]
[null,7.2880000000007685,0.99702559272775537]
[null,7.2890000000007689,0.99702850031450063]
[null,7.2900000000007692,0.99703140510314836]
[null,7.2910000000007695,0.99703430709633667]
[null,7.2920000000007699,0.99703720629670123]
[null,7.2930000000007702,0.99704010270687526]
[null,7.2940000000007705,0.99704299632948978]
[null,7.2950000000007709,0.99704588716717324]
[null,7.2960000000007712,0.99704877522255153]
[null,7.2970000000007715,0.99705166049824834]
[null,7.2980000000007719,0.99705454299688501]
[null,7.2990000000007722,0.99705742272108033]
[null,7.3000000000007725,0.99706029967345067]
[null,7.3010000000007729,0.99706317385661003]
[null,7.3020000000007732,0.99706604527317022]
[null,7.3030000000007735,0.99706891392574015]
[null,7.3040000000007739,0.99707177981692696]
[null,7.3050000000007742,0.99707464294933501]
[null,7.3060000000007745,0.99707750332556633]
[null,7.3070000000007749,0.99708036094822061]
[null,7.3080000000007752,0.99708321581989512]
[null,7.3090000000007755,0.99708606794318477]
[null,7.3100000000007759,0.99708891732068217]
[null,7.3110000000007762,0.99709176395497723]
[null,7.3120000000007765,0.997094607848658]
[null,7.3130000000007769,0.99709744900430974]
[null,7.3140000000007772,0.99710028742451551]
[null,7.3150000000007775,0.99710312311185589]
[null,7.3160000000007779,0.99710595606890928]
[null,7.3170000000007782,0.9971087862982515]
[null,7.3180000000007785,0.99711161380245616]
[null,7.3190000000007789,0.99711443858409443]
[null,7.3200000000007792,0.99711726064573514]
[null,7.3210000000007796,0.99712007998994479]
[null,7.3220000000007799,0.99712289661928755]
[null,7.3230000000007802,0.99712571053632504]
[null,7.3240000000007806,0.99712852174361677]
[null,7.3250000000007809,0.9971313302437198]
[null,7.3260000000007812,0.99713413603918888]
[null,7.3270000000007816,0.99713693913257628]
[null,7.3280000000007819,0.9971397395264322]
[null,7.3290000000007822,0.99714253722330415]
[null,7.3300000000007826,0.99714533222573765]
[null,7.3310000000007829,0.99714812453627555]
[null,7.3320000000007832,0.9971509141574586]
[null,7.3330000000007836,0.99715370109182522]
[null,7.3340000000007839,0.99715648534191126]
[null,7.3350000000007842,0.99715926691025059]
[null,7.3360000000007846,0.9971620457993744]
[null,7.3370000000007849,0.99716482201181189]
[null,7.3380000000007852,0.9971675955500896]
[null,7.3390000000007856,0.99717036641673207]
[null,7.3400000000007859,0.99717313461426138]
[null,7.3410000000007862,0.99717590014519719]
[null,7.3420000000007866,0.99717866301205693]
[null,7.3430000000007869,0.99718142321735581]
[null,7.3440000000007872,0.9971841807636066]
[null,7.3450000000007876,0.99718693565331984]
[null,7.3460000000007879,0.99718968788900375]
[null,7.3470000000007882,0.99719243747316422]
[null,7.3480000000007886,0.99719518440830479]
[null,7.3490000000007889,0.99719792869692692]
[null,7.3500000000007892,0.99720067034152937]
[null,7.3510000000007896,0.99720340934460905]
[null,7.3520000000007899,0.99720614570866029]
[null,7.3530000000007902,0.9972088794361752]
[null,7.3540000000007906,0.99721161052964369]
[null,7.3550000000007909,0.99721433899155321]
[null,7.3560000000007912,0.9972170648243891]
[null,7.3570000000007916,0.99721978803063416]
[null,7.3580000000007919,0.99722250861276929]
[null,7.3590000000007922,0.99722522657327284]
[null,7.3600000000007926,0.99722794191462083]
[null,7.3610000000007929,0.99723065463928728]
[null,7.3620000000007932,0.99723336474974367]
[null,7.3630000000007936,0.99723607224845934]
[null,7.3640000000007939,0.99723877713790132]
[null,7.3650000000007942,0.99724147942053443]
[null,7.3660000000007946,0.99724417909882113]
[null,7.3670000000007949,0.99724687617522167]
[null,7.3680000000007952,0.997249570652194]
[null,7.3690000000007956,0.99725226253219401]
[null,7.3700000000007959,0.99725495181767487]
[null,7.3710000000007962,0.99725763851108806]
[null,7.3720000000007966,0.9972603226148824]
[null,7.3730000000007969,0.9972630041315047]
[null,7.3740000000007973,0.99726568306339924]
[null,7.3750000000007976,0.9972683594130084]
[null,7.3760000000007979,0.99727103318277199]
[null,7.3770000000007983,0.99727370437512786]
[null,7.3780000000007986,0.99727637299251148]
[null,7.3790000000007989,0.99727903903735593]
[null,7.3800000000007993,0.99728170251209236]
[null,7.3810000000007996,0.9972843634191495]
[null,7.3820000000007999,0.99728702176095385]
[null,7.3830000000008003,0.9972896775399297]
[null,7.3840000000008006,0.9972923307584991]
[null,7.3850000000008009,0.99729498141908191]
[null,7.3860000000008013,0.99729762952409584]
[null,7.3870000000008016,0.99730027507595609]
[null,7.3880000000008019,0.99730291807707594]
[null,7.3890000000008023,0.99730555852986635]
[null,7.3900000000008026,0.99730819643673596]
[null,7.3910000000008029,0.99731083180009139]
[null,7.3920000000008033,0.99731346462233683]
[null,7.3930000000008036,0.99731609490587447]
[null,7.3940000000008039,0.99731872265310406]
[null,7.3950000000008043,0.99732134786642335]
[null,7.3960000000008046,0.99732397054822775]
[null,7.3970000000008049,0.99732659070091056]
[null,7.3980000000008053,0.99732920832686289]
[null,7.3990000000008056,0.99733182342847349]
[null,7.4000000000008059,0.99733443600812899]
[null,7.4010000000008063,0.99733704606821394]
[null,7.4020000000008066,0.99733965361111043]
[null,7.4030000000008069,0.99734225863919879]
[null,7.4040000000008073,0.99734486115485677]
[null,7.4050000000008076,0.99734746116046002]
[null,7.4060000000008079,0.99735005865838211]
[null,7.4070000000008083,0.99735265365099424]
[null,7.4080000000008086,0.99735524614066573]
[null,7.4090000000008089,0.99735783612976336]
[null,7.4100000000008093,0.99736042362065203]
[null,7.4110000000008096,0.99736300861569416]
[null,7.4120000000008099,0.99736559111725043]
[null,7.4130000000008103,0.99736817112767884]
[null,7.4140000000008106,0.99737074864933561]
[null,7.4150000000008109,0.99737332368457465]
[null,7.4160000000008113,0.99737589623574763]
[null,7.4170000000008116,0.99737846630520421]
[null,7.4180000000008119,0.99738103389529165]
[null,7.4190000000008123,0.99738359900835538]
[null,7.4200000000008126,0.99738616164673832]
[null,7.4210000000008129,0.99738872181278149]
[null,7.4220000000008133,0.99739127950882367]
[null,7.4230000000008136,0.99739383473720145]
[null,7.4240000000008139,0.99739638750024928]
[null,7.4250000000008143,0.99739893780029953]
[null,7.4260000000008146,0.99740148563968245]
[null,7.4270000000008149,0.99740403102072583]
[null,7.4280000000008153,0.9974065739457556]
[null,7.4290000000008156,0.99740911441709568]
[null,7.430000000000816,0.99741165243706753]
[null,7.4310000000008163,0.99741418800799064]
[null,7.4320000000008166,0.99741672113218227]
[null,7.433000000000817,0.99741925181195756]
[null,7.4340000000008173,0.99742178004962978]
[null,7.4350000000008176,0.99742430584750963]
[null,7.436000000000818,0.99742682920790593]
[null,7.4370000000008183,0.99742935013312539]
[null,7.4380000000008186,0.99743186862547262]
[null,7.439000000000819,0.99743438468724988]
[null,7.4400000000008193,0.99743689832075755]
[null,7.4410000000008196,0.99743940952829369]
[null,7.44200000000082,0.99744191831215445]
[null,7.4430000000008203,0.99744442467463379]
[null,7.4440000000008206,0.99744692861802353]
[null,7.445000000000821,0.99744943014461318]
[null,7.4460000000008213,0.99745192925669057]
[null,7.4470000000008216,0.99745442595654121]
[null,7.448000000000822,0.99745692024644816]
[null,7.4490000000008223,0.99745941212869305]
[null,7.4500000000008226,0.99746190160555492]
[null,7.451000000000823,0.99746438867931075]
[null,7.4520000000008233,0.99746687335223561]
[null,7.4530000000008236,0.99746935562660233]
[null,7.454000000000824,0.99747183550468177]
[null,7.4550000000008243,0.99747431298874245]
[null,7.4560000000008246,0.99747678808105111]
[null,7.457000000000825,0.99747926078387228]
[null,7.4580000000008253,0.99748173109946825]
[null,7.4590000000008256,0.99748419903009933]
[null,7.460000000000826,0.99748666457802393]
[null,7.4610000000008263,0.99748912774549803]
[null,7.4620000000008266,0.99749158853477582]
[null,7.463000000000827,0.99749404694810928]
[null,7.4640000000008273,0.99749650298774828]
[null,7.4650000000008276,0.99749895665594068]
[null,7.466000000000828,0.99750140795493236]
[null,7.4670000000008283,0.99750385688696686]
[null,7.4680000000008286,0.99750630345428593]
[null,7.469000000000829,0.997508747659129]
[null,7.4700000000008293,0.99751118950373374]
[null,7.4710000000008296,0.99751362899033547]
[null,7.47200000000083,0.99751606612116761]
[null,7.4730000000008303,0.9975185008984615]
[null,7.4740000000008306,0.99752093332444625]
[null,7.475000000000831,0.99752336340134917]
[null,7.4760000000008313,0.99752579113139539]
[null,7.4770000000008316,0.99752821651680801]
[null,7.478000000000832,0.99753063955980803]
[null,7.4790000000008323,0.99753306026261435]
[null,7.4800000000008326,0.99753547862744407]
[null,7.481000000000833,0.99753789465651199]
[null,7.4820000000008333,0.997540308352031]
[null,7.4830000000008337,0.99754271971621189]
[null,7.484000000000834,0.99754512875126333]
[null,7.4850000000008343,0.99754753545939212]
[null,7.4860000000008347,0.99754993984280305]
[null,7.487000000000835,0.99755234190369857]
[null,7.4880000000008353,0.99755474164427949]
[null,7.4890000000008357,0.99755713906674426]
[null,7.490000000000836,0.99755953417328946]
[null,7.4910000000008363,0.99756192696610957]
[null,7.4920000000008367,0.99756431744739726]
[null,7.493000000000837,0.99756670561934302]
[null,7.4940000000008373,0.99756909148413508]
[null,7.4950000000008377,0.99757147504395993]
[null,7.496000000000838,0.99757385630100215]
[null,7.4970000000008383,0.9975762352574441]
[null,7.4980000000008387,0.99757861191546604]
[null,7.499000000000839,0.99758098627724645]
[null,7.5000000000008393,0.99758335834496159]
[null,7.5010000000008397,0.99758572812078583]
[null,7.50200000000084,0.99758809560689166]
[null,7.5030000000008403,0.99759046080544922]
[null,7.5040000000008407,0.99759282371862701]
[null,7.505000000000841,0.99759518434859118]
[null,7.5060000000008413,0.99759754269750622]
[null,7.5070000000008417,0.99759989876753441]
[null,7.508000000000842,0.9976022525608359]
[null,7.5090000000008423,0.9976046040795693]
[null,7.5100000000008427,0.99760695332589089]
[null,7.511000000000843,0.99760930030195483]
[null,7.5120000000008433,0.99761164500991362]
[null,7.5130000000008437,0.99761398745191765]
[null,7.514000000000844,0.99761632763011521]
[null,7.5150000000008443,0.99761866554665279]
[null,7.5160000000008447,0.99762100120367481]
[null,7.517000000000845,0.99762333460332364]
[null,7.5180000000008453,0.9976256657477397]
[null,7.5190000000008457,0.99762799463906149]
[null,7.520000000000846,0.99763032127942564]
[null,7.5210000000008463,0.99763264567096643]
[null,7.5220000000008467,0.99763496781581662]
[null,7.523000000000847,0.99763728771610671]
[null,7.5240000000008473,0.99763960537396534]
[null,7.5250000000008477,0.99764192079151903]
[null,7.526000000000848,0.99764423397089264]
[null,7.5270000000008483,0.99764654491420879]
[null,7.5280000000008487,0.99764885362358824]
[null,7.529000000000849,0.99765116010114985]
[null,7.5300000000008493,0.99765346434901025]
[null,7.5310000000008497,0.99765576636928455]
[null,7.53200000000085,0.99765806616408559]
[null,7.5330000000008503,0.99766036373552425]
[null,7.5340000000008507,0.99766265908570961]
[null,7.535000000000851,0.99766495221674878]
[null,7.5360000000008514,0.99766724313074684]
[null,7.5370000000008517,0.99766953182980689]
[null,7.538000000000852,0.99767181831603036]
[null,7.5390000000008524,0.99767410259151623]
[null,7.5400000000008527,0.99767638465836217]
[null,7.541000000000853,0.99767866451866327]
[null,7.5420000000008534,0.9976809421745132]
[null,7.5430000000008537,0.99768321762800349]
[null,7.544000000000854,0.9976854908812236]
[null,7.5450000000008544,0.9976877619362613]
[null,7.5460000000008547,0.99769003079520224]
[null,7.547000000000855,0.99769229746013033]
[null,7.5480000000008554,0.99769456193312733]
[null,7.5490000000008557,0.99769682421627326]
[null,7.550000000000856,0.997699084311646]
[null,7.5510000000008564,0.9977013422213219]
[null,7.5520000000008567,0.99770359794737495]
[null,7.553000000000857,0.99770585149187752]
[null,7.5540000000008574,0.99770810285689993]
[null,7.5550000000008577,0.99771035204451053]
[null,7.556000000000858,0.9977125990567759]
[null,7.5570000000008584,0.99771484389576071]
[null,7.5580000000008587,0.99771708656352753]
[null,7.559000000000859,0.99771932706213717]
[null,7.5600000000008594,0.99772156539364842]
[null,7.5610000000008597,0.99772380156011853]
[null,7.56200000000086,0.99772603556360229]
[null,7.5630000000008604,0.99772826740615306]
[null,7.5640000000008607,0.99773049708982198]
[null,7.565000000000861,0.99773272461665841]
[null,7.5660000000008614,0.99773494998870993]
[null,7.5670000000008617,0.99773717320802202]
[null,7.568000000000862,0.99773939427663849]
[null,7.5690000000008624,0.99774161319660093]
[null,7.5700000000008627,0.99774382996994937]
[null,7.571000000000863,0.99774604459872185]
[null,7.5720000000008634,0.9977482570849544]
[null,7.5730000000008637,0.99775046743068141]
[null,7.574000000000864,0.99775267563793502]
[null,7.5750000000008644,0.99775488170874582]
[null,7.5760000000008647,0.99775708564514254]
[null,7.577000000000865,0.99775928744915166]
[null,7.5780000000008654,0.99776148712279811]
[null,7.5790000000008657,0.99776368466810494]
[null,7.580000000000866,0.99776588008709322]
[null,7.5810000000008664,0.99776807338178208]
[null,7.5820000000008667,0.99777026455418893]
[null,7.583000000000867,0.99777245360632927]
[null,7.5840000000008674,0.99777464054021658]
[null,7.5850000000008677,0.99777682535786294]
[null,7.586000000000868,0.99777900806127784]
[null,7.5870000000008684,0.99778118865246956]
[null,7.5880000000008687,0.99778336713344429]
[null,7.5890000000008691,0.99778554350620619]
[null,7.5900000000008694,0.99778771777275777]
[null,7.5910000000008697,0.99778988993509965]
[null,7.5920000000008701,0.99779205999523057]
[null,7.5930000000008704,0.99779422795514749]
[null,7.5940000000008707,0.99779639381684526]
[null,7.5950000000008711,0.99779855758231728]
[null,7.5960000000008714,0.99780071925355485]
[null,7.5970000000008717,0.99780287883254737]
[null,7.5980000000008721,0.99780503632128259]
[null,7.5990000000008724,0.99780719172174637]
[null,7.6000000000008727,0.99780934503592256]
[null,7.6010000000008731,0.99781149626579346]
[null,7.6020000000008734,0.99781364541333917]
[null,7.6030000000008737,0.99781579248053842]
[null,7.6040000000008741,0.99781793746936764]
[null,7.6050000000008744,0.9978200803818017]
[null,7.6060000000008747,0.99782222121981357]
[null,7.6070000000008751,0.99782435998537444]
[null,7.6080000000008754,0.99782649668045365]
[null,7.6090000000008757,0.99782863130701849]
[null,7.6100000000008761,0.99783076386703484]
[null,7.6110000000008764,0.99783289436246658]
[null,7.6120000000008767,0.99783502279527558]
[null,7.6130000000008771,0.99783714916742206]
[null,7.6140000000008774,0.99783927348086454]
[null,7.6150000000008777,0.99784139573755948]
[null,7.6160000000008781,0.99784351593946163]
[null,7.6170000000008784,0.99784563408852411]
[null,7.6180000000008787,0.99784775018669791]
[null,7.6190000000008791,0.99784986423593236]
[null,7.6200000000008794,0.99785197623817512]
[null,7.6210000000008797,0.99785408619537175]
[null,7.6220000000008801,0.99785619410946613]
[null,7.6230000000008804,0.99785829998240061]
[null,7.6240000000008807,0.99786040381611529]
[null,7.6250000000008811,0.99786250561254874]
[null,7.6260000000008814,0.99786460537363775]
[null,7.6270000000008817,0.99786670310131709]
[null,7.6280000000008821,0.99786879879752]
[null,7.6290000000008824,0.99787089246417782]
[null,7.6300000000008827,0.99787298410322001]
[null,7.6310000000008831,0.99787507371657436]
[null,7.6320000000008834,0.99787716130616677]
[null,7.6330000000008837,0.9978792468739216]
[null,7.6340000000008841,0.99788133042176097]
[null,7.6350000000008844,0.99788341195160579]
[null,7.6360000000008847,0.99788549146537464]
[null,7.6370000000008851,0.99788756896498465]
[null,7.6380000000008854,0.99788964445235107]
[null,7.6390000000008857,0.99789171792938747]
[null,7.6400000000008861,0.99789378939800544]
[null,7.6410000000008864,0.99789585886011511]
[null,7.6420000000008868,0.99789792631762442]
[null,7.6430000000008871,0.99789999177243993]
[null,7.6440000000008874,0.99790205522646613]
[null,7.6450000000008878,0.99790411668160606]
[null,7.6460000000008881,0.99790617613976074]
[null,7.6470000000008884,0.99790823360282954]
[null,7.6480000000008888,0.99791028907270984]
[null,7.6490000000008891,0.99791234255129768]
[null,7.6500000000008894,0.9979143940404871]
[null,7.6510000000008898,0.99791644354217013]
[null,7.6520000000008901,0.9979184910582376]
[null,7.6530000000008904,0.99792053659057822]
[null,7.6540000000008908,0.99792258014107893]
[null,7.6550000000008911,0.9979246217116251]
[null,7.6560000000008914,0.99792666130410024]
[null,7.6570000000008918,0.99792869892038605]
[null,7.6580000000008921,0.9979307345623627]
[null,7.6590000000008924,0.99793276823190835]
[null,7.6600000000008928,0.99793479993089951]
[null,7.6610000000008931,0.99793682966121122]
[null,7.6620000000008934,0.99793885742471622]
[null,7.6630000000008938,0.99794088322328611]
[null,7.6640000000008941,0.9979429070587903]
[null,7.6650000000008944,0.99794492893309672]
[null,7.6660000000008948,0.99794694884807156]
[null,7.6670000000008951,0.99794896680557899]
[null,7.6680000000008954,0.99795098280748173]
[null,7.6690000000008958,0.99795299685564087]
[null,7.6700000000008961,0.99795500895191536]
[null,7.6710000000008964,0.99795701909816281]
[null,7.6720000000008968,0.99795902729623898]
[null,7.6730000000008971,0.99796103354799781]
[null,7.6740000000008974,0.99796303785529161]
[null,7.6750000000008978,0.99796504021997101]
[null,7.6760000000008981,0.99796704064388475]
[null,7.6770000000008984,0.99796903912888013]
[null,7.6780000000008988,0.99797103567680245]
[null,7.6790000000008991,0.99797303028949547]
[null,7.6800000000008994,0.99797502296880114]
[null,7.6810000000008998,0.99797701371655978]
[null,7.6820000000009001,0.99797900253461003]
[null,7.6830000000009004,0.99798098942478863]
[null,7.6840000000009008,0.9979829743889308]
[null,7.6850000000009011,0.99798495742887006]
[null,7.6860000000009014,0.99798693854643805]
[null,7.6870000000009018,0.99798891774346488]
[null,7.6880000000009021,0.99799089502177896]
[null,7.6890000000009024,0.99799287038320683]
[null,7.6900000000009028,0.99799484382957349]
[null,7.6910000000009031,0.99799681536270213]
[null,7.6920000000009034,0.99799878498441441]
[null,7.6930000000009038,0.99800075269653021]
[null,7.6940000000009041,0.99800271850086775]
[null,7.6950000000009044,0.99800468239924334]
[null,7.6960000000009048,0.99800664439347186]
[null,7.6970000000009051,0.99800860448536655]
[null,7.6980000000009055,0.99801056267673871]
[null,7.6990000000009058,0.99801251896939802]
[null,7.7000000000009061,0.99801447336515281]
[null,7.7010000000009065,0.99801642586580919]
[null,7.7020000000009068,0.99801837647317204]
[null,7.7030000000009071,0.99802032518904427]
[null,7.7040000000009075,0.99802227201522731]
[null,7.7050000000009078,0.99802421695352073]
[null,7.7060000000009081,0.99802616000572264]
[null,7.7070000000009085,0.99802810117362939]
[null,7.7080000000009088,0.99803004045903554]
[null,7.7090000000009091,0.99803197786373421]
[null,7.7100000000009095,0.99803391338951664]
[null,7.7110000000009098,0.9980358470381725]
[null,7.7120000000009101,0.9980377788114897]
[null,7.7130000000009105,0.9980397087112548]
[null,7.7140000000009108,0.99804163673925228]
[null,7.7150000000009111,0.99804356289726515]
[null,7.7160000000009115,0.99804548718707486]
[null,7.7170000000009118,0.99804740961046112]
[null,7.7180000000009121,0.99804933016920194]
[null,7.7190000000009125,0.99805124886507357]
[null,7.7200000000009128,0.99805316569985103]
[null,7.7210000000009131,0.99805508067530713]
[null,7.7220000000009135,0.99805699379321344]
[null,7.7230000000009138,0.99805890505533978]
[null,7.7240000000009141,0.99806081446345418]
[null,7.7250000000009145,0.99806272201932333]
[null,7.7260000000009148,0.99806462772471183]
[null,7.7270000000009151,0.99806653158138314]
[null,7.7280000000009155,0.99806843359109865]
[null,7.7290000000009158,0.99807033375561838]
[null,7.7300000000009161,0.99807223207670059]
[null,7.7310000000009165,0.998074128556102]
[null,7.7320000000009168,0.99807602319557764]
[null,7.7330000000009171,0.99807791599688078]
[null,7.7340000000009175,0.99807980696176324]
[null,7.7350000000009178,0.99808169609197528]
[null,7.7360000000009181,0.99808358338926528]
[null,7.7370000000009185,0.99808546885538008]
[null,7.7380000000009188,0.99808735249206504]
[null,7.7390000000009191,0.99808923430106367]
[null,7.7400000000009195,0.99809111428411812]
[null,7.7410000000009198,0.99809299244296867]
[null,7.7420000000009201,0.99809486877935405]
[null,7.7430000000009205,0.99809674329501152]
[null,7.7440000000009208,0.9980986159916766]
[null,7.7450000000009211,0.9981004868710831]
[null,7.7460000000009215,0.99810235593496333]
[null,7.7470000000009218,0.9981042231850481]
[null,7.7480000000009221,0.99810608862306627]
[null,7.7490000000009225,0.99810795225074556]
[null,7.7500000000009228,0.9981098140698117]
[null,7.7510000000009232,0.99811167408198886]
[null,7.7520000000009235,0.99811353228899991]
[null,7.7530000000009238,0.99811538869256566]
[null,7.7540000000009242,0.99811724329440565]
[null,7.7550000000009245,0.99811909609623761]
[null,7.7560000000009248,0.99812094709977806]
[null,7.7570000000009252,0.99812279630674139]
[null,7.7580000000009255,0.99812464371884069]
[null,7.7590000000009258,0.99812648933778747]
[null,7.7600000000009262,0.99812833316529148]
[null,7.7610000000009265,0.99813017520306113]
[null,7.7620000000009268,0.99813201545280295]
[null,7.7630000000009272,0.99813385391622211]
[null,7.7640000000009275,0.99813569059502216]
[null,7.7650000000009278,0.99813752549090484]
[null,7.7660000000009282,0.99813935860557057]
[null,7.7670000000009285,0.9981411899407181]
[null,7.7680000000009288,0.99814301949804463]
[null,7.7690000000009292,0.99814484727924557]
[null,7.7700000000009295,0.99814667328601514]
[null,7.7710000000009298,0.99814849752004553]
[null,7.7720000000009302,0.99815031998302772]
[null,7.7730000000009305,0.99815214067665103]
[null,7.7740000000009308,0.998153959602603]
[null,7.7750000000009312,0.99815577676256984]
[null,7.7760000000009315,0.99815759215823607]
[null,7.7770000000009318,0.99815940579128482]
[null,7.7780000000009322,0.99816121766339727]
[null,7.7790000000009325,0.99816302777625332]
[null,7.7800000000009328,0.99816483613153129]
[null,7.7810000000009332,0.99816664273090805]
[null,7.7820000000009335,0.99816844757605849]
[null,7.7830000000009338,0.99817025066865628]
[null,7.7840000000009342,0.99817205201037362]
[null,7.7850000000009345,0.99817385160288086]
[null,7.7860000000009348,0.99817564944784687]
[null,7.7870000000009352,0.99817744554693899]
[null,7.7880000000009355,0.99817923990182322]
[null,7.7890000000009358,0.99818103251416368]
[null,7.7900000000009362,0.99818282338562303]
[null,7.7910000000009365,0.99818461251786261]
[null,7.7920000000009368,0.99818639991254177]
[null,7.7930000000009372,0.99818818557131883]
[null,7.7940000000009375,0.99818996949585015]
[null,7.7950000000009378,0.99819175168779073]
[null,7.7960000000009382,0.99819353214879403]
[null,7.7970000000009385,0.99819531088051194]
[null,7.7980000000009388,0.99819708788459471]
[null,7.7990000000009392,0.99819886316269124]
[null,7.8000000000009395,0.99820063671644876]
[null,7.8010000000009398,0.99820240854751308]
[null,7.8020000000009402,0.99820417865752831]
[null,7.8030000000009405,0.99820594704813714]
[null,7.8040000000009409,0.99820771372098083]
[null,7.8050000000009412,0.99820947867769871]
[null,7.8060000000009415,0.99821124191992916]
[null,7.8070000000009419,0.99821300344930852]
[null,7.8080000000009422,0.99821476326747183]
[null,7.8090000000009425,0.99821652137605266]
[null,7.8100000000009429,0.99821827777668304]
[null,7.8110000000009432,0.99822003247099333]
[null,7.8120000000009435,0.99822178546061247]
[null,7.8130000000009439,0.99822353674716779]
[null,7.8140000000009442,0.99822528633228536]
[null,7.8150000000009445,0.99822703421758952]
[null,7.8160000000009449,0.99822878040470298]
[null,7.8170000000009452,0.99823052489524722]
[null,7.8180000000009455,0.99823226769084206]
[null,7.8190000000009459,0.99823400879310586]
[null,7.8200000000009462,0.99823574820365535]
[null,7.8210000000009465,0.99823748592410588]
[null,7.8220000000009469,0.99823922195607129]
[null,7.8230000000009472,0.99824095630116383]
[null,7.8240000000009475,0.99824268896099422]
[null,7.8250000000009479,0.99824441993717183]
[null,7.8260000000009482,0.9982461492313045]
[null,7.8270000000009485,0.99824787684499849]
[null,7.8280000000009489,0.99824960277985852]
[null,7.8290000000009492,0.99825132703748787]
[null,7.8300000000009495,0.99825304961948835]
[null,7.8310000000009499,0.99825477052746037]
[null,7.8320000000009502,0.99825648976300263]
[null,7.8330000000009505,0.99825820732771242]
[null,7.8340000000009509,0.99825992322318557]
[null,7.8350000000009512,0.99826163745101648]
[null,7.8360000000009515,0.99826335001279798]
[null,7.8370000000009519,0.99826506091012146]
[null,7.8380000000009522,0.99826677014457665]
[null,7.8390000000009525,0.99826847771775207]
[null,7.8400000000009529,0.99827018363123454]
[null,7.8410000000009532,0.99827188788660959]
[null,7.8420000000009535,0.99827359048546116]
[null,7.8430000000009539,0.99827529142937155]
[null,7.8440000000009542,0.99827699071992193]
[null,7.8450000000009545,0.99827868835869171]
[null,7.8460000000009549,0.99828038434725896]
[null,7.8470000000009552,0.9982820786872002]
[null,7.8480000000009555,0.99828377138009061]
[null,7.8490000000009559,0.99828546242750382]
[null,7.8500000000009562,0.99828715183101191]
[null,7.8510000000009565,0.99828883959218551]
[null,7.8520000000009569,0.99829052571259402]
[null,7.8530000000009572,0.99829221019380499]
[null,7.8540000000009575,0.99829389303738492]
[null,7.8550000000009579,0.99829557424489845]
[null,7.8560000000009582,0.99829725381790901]
[null,7.8570000000009586,0.99829893175797857]
[null,7.8580000000009589,0.99830060806666743]
[null,7.8590000000009592,0.99830228274553479]
[null,7.8600000000009596,0.99830395579613795]
[null,7.8610000000009599,0.99830562722003313]
[null,7.8620000000009602,0.99830729701877496]
[null,7.8630000000009606,0.99830896519391654]
[null,7.8640000000009609,0.99831063174700962]
[null,7.8650000000009612,0.99831229667960453]
[null,7.8660000000009616,0.9983139599932499]
[null,7.8670000000009619,0.99831562168949339]
[null,7.8680000000009622,0.99831728176988077]
[null,7.8690000000009626,0.99831894023595646]
[null,7.8700000000009629,0.99832059708926368]
[null,7.8710000000009632,0.99832225233134386]
[null,7.8720000000009636,0.99832390596373732]
[null,7.8730000000009639,0.99832555798798273]
[null,7.8740000000009642,0.99832720840561728]
[null,7.8750000000009646,0.99832885721817688]
[null,7.8760000000009649,0.99833050442719595]
[null,7.8770000000009652,0.9983321500342075]
[null,7.8780000000009656,0.99833379404074307]
[null,7.8790000000009659,0.99833543644833278]
[null,7.8800000000009662,0.99833707725850518]
[null,7.8810000000009666,0.99833871647278771]
[null,7.8820000000009669,0.99834035409270616]
[null,7.8830000000009672,0.99834199011978486]
[null,7.8840000000009676,0.99834362455554682]
[null,7.8850000000009679,0.99834525740151359]
[null,7.8860000000009682,0.99834688865920529]
[null,7.8870000000009686,0.99834851833014071]
[null,7.8880000000009689,0.99835014641583708]
[null,7.8890000000009692,0.99835177291781041]
[null,7.8900000000009696,0.99835339783757493]
[null,7.8910000000009699,0.99835502117664376]
[null,7.8920000000009702,0.99835664293652859]
[null,7.8930000000009706,0.99835826311873954]
[null,7.8940000000009709,0.99835988172478551]
[null,7.8950000000009712,0.99836149875617386]
[null,7.8960000000009716,0.9983631142144106]
[null,7.8970000000009719,0.99836472810100019]
[null,7.8980000000009722,0.99836634041744587]
[null,7.8990000000009726,0.99836795116524946]
[null,7.9000000000009729,0.99836956034591129]
[null,7.9010000000009732,0.99837116796093017]
[null,7.9020000000009736,0.99837277401180391]
[null,7.9030000000009739,0.99837437850002841]
[null,7.9040000000009742,0.9983759814270986]
[null,7.9050000000009746,0.99837758279450772]
[null,7.9060000000009749,0.99837918260374769]
[null,7.9070000000009752,0.99838078085630932]
[null,7.9080000000009756,0.99838237755368153]
[null,7.9090000000009759,0.99838397269735224]
[null,7.9100000000009763,0.9983855662888077]
[null,7.9110000000009766,0.99838715832953306]
[null,7.9120000000009769,0.99838874882101181]
[null,7.9130000000009773,0.99839033776472619]
[null,7.9140000000009776,0.99839192516215702]
[null,7.9150000000009779,0.9983935110147838]
[null,7.9160000000009783,0.99839509532408455]
[null,7.9170000000009786,0.99839667809153598]
[null,7.9180000000009789,0.99839825931861337]
[null,7.9190000000009793,0.99839983900679052]
[null,7.9200000000009796,0.99840141715754016]
[null,7.9210000000009799,0.99840299377233344]
[null,7.9220000000009803,0.99840456885263995]
[null,7.9230000000009806,0.99840614239992831]
[null,7.9240000000009809,0.99840771441566534]
[null,7.9250000000009813,0.99840928490131697]
[null,7.9260000000009816,0.99841085385834727]
[null,7.9270000000009819,0.99841242128821917]
[null,7.9280000000009823,0.99841398719239438]
[null,7.9290000000009826,0.99841555157233297]
[null,7.9300000000009829,0.99841711442949377]
[null,7.9310000000009833,0.99841867576533416]
[null,7.9320000000009836,0.99842023558131032]
[null,7.9330000000009839,0.99842179387887697]
[null,7.9340000000009843,0.99842335065948751]
[null,7.9350000000009846,0.99842490592459376]
[null,7.9360000000009849,0.99842645967564658]
[null,7.9370000000009853,0.99842801191409514]
[null,7.9380000000009856,0.99842956264138738]
[null,7.9390000000009859,0.99843111185896982]
[null,7.9400000000009863,0.99843265956828775]
[null,7.9410000000009866,0.99843420577078512]
[null,7.9420000000009869,0.99843575046790423]
[null,7.9430000000009873,0.99843729366108647]
[null,7.9440000000009876,0.99843883535177147]
[null,7.9450000000009879,0.99844037554139775]
[null,7.9460000000009883,0.99844191423140249]
[null,7.9470000000009886,0.99844345142322144]
[null,7.9480000000009889,0.998444987118289]
[null,7.9490000000009893,0.99844652131803824]
[null,7.9500000000009896,0.99844805402390091]
[null,7.9510000000009899,0.99844958523730742]
[null,7.9520000000009903,0.99845111495968686]
[null,7.9530000000009906,0.99845264319246696]
[null,7.9540000000009909,0.99845416993707403]
[null,7.9550000000009913,0.99845569519493316]
[null,7.9560000000009916,0.9984572189674682]
[null,7.9570000000009919,0.99845874125610123]
[null,7.9580000000009923,0.99846026206225369]
[null,7.9590000000009926,0.99846178138734498]
[null,7.9600000000009929,0.99846329923279364]
[null,7.9610000000009933,0.99846481560001665]
[null,7.9620000000009936,0.99846633049042988]
[null,7.9630000000009939,0.99846784390544752]
[null,7.9640000000009943,0.99846935584648289]
[null,7.9650000000009946,0.99847086631494764]
[null,7.966000000000995,0.99847237531225219]
[null,7.9670000000009953,0.99847388283980565]
[null,7.9680000000009956,0.99847538889901588]
[null,7.969000000000996,0.99847689349128921]
[null,7.9700000000009963,0.99847839661803106]
[null,7.9710000000009966,0.99847989828064498]
[null,7.972000000000997,0.99848139848053374]
[null,7.9730000000009973,0.99848289721909833]
[null,7.9740000000009976,0.99848439449773885]
[null,7.975000000000998,0.99848589031785384]
[null,7.9760000000009983,0.99848738468084042]
[null,7.9770000000009986,0.99848887758809479]
[null,7.978000000000999,0.99849036904101141]
[null,7.9790000000009993,0.9984918590409837]
[null,7.9800000000009996,0.99849334758940378]
[null,7.981000000001,0.99849483468766231]
[null,7.9820000000010003,0.99849632033714875]
[null,7.9830000000010006,0.99849780453925119]
[null,7.984000000001001,0.99849928729535664]
[null,7.9850000000010013,0.99850076860685033]
[null,7.9860000000010016,0.99850224847511682]
[null,7.987000000001002,0.99850372690153877]
[null,7.9880000000010023,0.99850520388749808]
[null,7.9890000000010026,0.99850667943437488]
[null,7.990000000001003,0.99850815354354827]
[null,7.9910000000010033,0.99850962621639616]
[null,7.9920000000010036,0.99851109745429478]
[null,7.993000000001004,0.99851256725861948]
[null,7.9940000000010043,0.99851403563074415]
[null,7.9950000000010046,0.99851550257204136]
[null,7.996000000001005,0.99851696808388224]
[null,7.9970000000010053,0.99851843216763714]
[null,7.9980000000010056,0.99851989482467451]
[null,7.999000000001006,0.99852135605636205]
[null,8.0000000000010054,0.99852281586406577]
[null,8.0010000000010049,0.99852427424915069]
[null,8.0020000000010043,0.99852573121298027]
[null,8.0030000000010038,0.99852718675691698]
[null,8.0040000000010032,0.99852864088232174]
[null,8.0050000000010026,0.99853009359055456]
[null,8.0060000000010021,0.99853154488297369]
[null,8.0070000000010015,0.9985329947609366]
[null,8.008000000001001,0.9985344432257991]
[null,8.0090000000010004,0.99853589027891587]
[null,8.0100000000009999,0.99853733592164029]
[null,8.0110000000009993,0.99853878015532471]
[null,8.0120000000009988,0.99854022298131984]
[null,8.0130000000009982,0.99854166440097536]
[null,8.0140000000009977,0.99854310441563954]
[null,8.0150000000009971,0.99854454302665963]
[null,8.0160000000009966,0.99854598023538121]
[null,8.017000000000996,0.99854741604314901]
[null,8.0180000000009954,0.99854885045130626]
[null,8.0190000000009949,0.9985502834611949]
[null,8.0200000000009943,0.99855171507415597]
[null,8.0210000000009938,0.99855314529152872]
[null,8.0220000000009932,0.99855457411465154]
[null,8.0230000000009927,0.99855600154486135]
[null,8.0240000000009921,0.99855742758349397]
[null,8.0250000000009916,0.9985588522318839]
[null,8.026000000000991,0.99856027549136439]
[null,8.0270000000009905,0.99856169736326739]
[null,8.0280000000009899,0.9985631178489236]
[null,8.0290000000009893,0.99856453694966252]
[null,8.0300000000009888,0.99856595466681253]
[null,8.0310000000009882,0.99856737100170057]
[null,8.0320000000009877,0.99856878595565224]
[null,8.0330000000009871,0.99857019952999215]
[null,8.0340000000009866,0.9985716117260437]
[null,8.035000000000986,0.9985730225451287]
[null,8.0360000000009855,0.9985744319885681]
[null,8.0370000000009849,0.9985758400576813]
[null,8.0380000000009844,0.99857724675378667]
[null,8.0390000000009838,0.99857865207820129]
[null,8.0400000000009832,0.99858005603224098]
[null,8.0410000000009827,0.99858145861722036]
[null,8.0420000000009821,0.99858285983445272]
[null,8.0430000000009816,0.99858425968525022]
[null,8.044000000000981,0.99858565817092382]
[null,8.0450000000009805,0.99858705529278302]
[null,8.0460000000009799,0.99858845105213645]
[null,8.0470000000009794,0.99858984545029117]
[null,8.0480000000009788,0.99859123848855325]
[null,8.0490000000009783,0.99859263016822741]
[null,8.0500000000009777,0.99859402049061718]
[null,8.0510000000009772,0.99859540945702485]
[null,8.0520000000009766,0.99859679706875148]
[null,8.053000000000976,0.99859818332709693]
[null,8.0540000000009755,0.99859956823335994]
[null,8.0550000000009749,0.99860095178883779]
[null,8.0560000000009744,0.99860233399482667]
[null,8.0570000000009738,0.99860371485262167]
[null,8.0580000000009733,0.99860509436351652]
[null,8.0590000000009727,0.99860647252880386]
[null,8.0600000000009722,0.99860784934977487]
[null,8.0610000000009716,0.99860922482771963]
[null,8.0620000000009711,0.99861059896392723]
[null,8.0630000000009705,0.9986119717596853]
[null,8.0640000000009699,0.99861334321628037]
[null,8.0650000000009694,0.99861471333499763]
[null,8.0660000000009688,0.99861608211712116]
[null,8.0670000000009683,0.99861744956393395]
[null,8.0680000000009677,0.99861881567671751]
[null,8.0690000000009672,0.99862018045675238]
[null,8.0700000000009666,0.99862154390531777]
[null,8.0710000000009661,0.99862290602369186]
[null,8.0720000000009655,0.99862426681315131]
[null,8.073000000000965,0.99862562627497198]
[null,8.0740000000009644,0.99862698441042819]
[null,8.0750000000009639,0.99862834122079325]
[null,8.0760000000009633,0.99862969670733914]
[null,8.0770000000009627,0.99863105087133675]
[null,8.0780000000009622,0.99863240371405582]
[null,8.0790000000009616,0.99863375523676479]
[null,8.0800000000009611,0.99863510544073097]
[null,8.0810000000009605,0.99863645432722048]
[null,8.08200000000096,0.99863780189749807]
[null,8.0830000000009594,0.99863914815282762]
[null,8.0840000000009589,0.99864049309447156]
[null,8.0850000000009583,0.99864183672369133]
[null,8.0860000000009578,0.99864317904174693]
[null,8.0870000000009572,0.99864452004989757]
[null,8.0880000000009566,0.99864585974940079]
[null,8.0890000000009561,0.99864719814151326]
[null,8.0900000000009555,0.99864853522749053]
[null,8.091000000000955,0.99864987100858671]
[null,8.0920000000009544,0.9986512054860549]
[null,8.0930000000009539,0.998652538661147]
[null,8.0940000000009533,0.99865387053511379]
[null,8.0950000000009528,0.99865520110920469]
[null,8.0960000000009522,0.99865653038466806]
[null,8.0970000000009517,0.99865785836275112]
[null,8.0980000000009511,0.99865918504469997]
[null,8.0990000000009505,0.9986605104317593]
[null,8.10000000000095,0.99866183452517276]
[null,8.1010000000009494,0.99866315732618305]
[null,8.1020000000009489,0.99866447883603138]
[null,8.1030000000009483,0.99866579905595787]
[null,8.1040000000009478,0.99866711798720165]
[null,8.1050000000009472,0.9986684356310005]
[null,8.1060000000009467,0.99866975198859098]
[null,8.1070000000009461,0.99867106706120867]
[null,8.1080000000009456,0.99867238085008792]
[null,8.109000000000945,0.99867369335646194]
[null,8.1100000000009445,0.99867500458156278]
[null,8.1110000000009439,0.9986763145266212]
[null,8.1120000000009433,0.99867762319286701]
[null,8.1130000000009428,0.99867893058152868]
[null,8.1140000000009422,0.99868023669383366]
[null,8.1150000000009417,0.99868154153100819]
[null,8.1160000000009411,0.99868284509427729]
[null,8.1170000000009406,0.99868414738486488]
[null,8.11800000000094,0.99868544840399387]
[null,8.1190000000009395,0.99868674815288583]
[null,8.1200000000009389,0.99868804663276123]
[null,8.1210000000009384,0.99868934384483932]
[null,8.1220000000009378,0.99869063979033845]
[null,8.1230000000009372,0.99869193447047555]
[null,8.1240000000009367,0.99869322788646664]
[null,8.1250000000009361,0.9986945200395263]
[null,8.1260000000009356,0.99869581093086823]
[null,8.127000000000935,0.99869710056170491]
[null,8.1280000000009345,0.99869838893324758]
[null,8.1290000000009339,0.99869967604670651]
[null,8.1300000000009334,0.99870096190329072]
[null,8.1310000000009328,0.99870224650420825]
[null,8.1320000000009323,0.99870352985066557]
[null,8.1330000000009317,0.99870481194386862]
[null,8.1340000000009312,0.99870609278502165]
[null,8.1350000000009306,0.99870737237532825]
[null,8.13600000000093,0.99870865071599058]
[null,8.1370000000009295,0.99870992780820955]
[null,8.1380000000009289,0.99871120365318544]
[null,8.1390000000009284,0.99871247825211695]
[null,8.1400000000009278,0.99871375160620179]
[null,8.1410000000009273,0.99871502371663656]
[null,8.1420000000009267,0.99871629458461675]
[null,8.1430000000009262,0.99871756421133662]
[null,8.1440000000009256,0.99871883259798944]
[null,8.1450000000009251,0.99872009974576725]
[null,8.1460000000009245,0.99872136565586112]
[null,8.1470000000009239,0.99872263032946085]
[null,8.1480000000009234,0.99872389376775506]
[null,8.1490000000009228,0.99872515597193146]
[null,8.1500000000009223,0.99872641694317654]
[null,8.1510000000009217,0.99872767668267559]
[null,8.1520000000009212,0.99872893519161288]
[null,8.1530000000009206,0.99873019247117167]
[null,8.1540000000009201,0.99873144852253393]
[null,8.1550000000009195,0.99873270334688047]
[null,8.156000000000919,0.99873395694539113]
[null,8.1570000000009184,0.99873520931924464]
[null,8.1580000000009179,0.99873646046961861]
[null,8.1590000000009173,0.99873771039768944]
[null,8.1600000000009167,0.99873895910463251]
[null,8.1610000000009162,0.9987402065916221]
[null,8.1620000000009156,0.99874145285983129]
[null,8.1630000000009151,0.99874269791043213]
[null,8.1640000000009145,0.99874394174459569]
[null,8.165000000000914,0.99874518436349169]
[null,8.1660000000009134,0.99874642576828887]
[null,8.1670000000009129,0.99874766596015485]
[null,8.1680000000009123,0.99874890494025625]
[null,8.1690000000009118,0.99875014270975837]
[null,8.1700000000009112,0.9987513792698256]
[null,8.1710000000009106,0.99875261462162135]
[null,8.1720000000009101,0.99875384876630746]
[null,8.1730000000009095,0.99875508170504523]
[null,8.174000000000909,0.9987563134389944]
[null,8.1750000000009084,0.99875754396931404]
[null,8.1760000000009079,0.99875877329716178]
[null,8.1770000000009073,0.99876000142369437]
[null,8.1780000000009068,0.99876122835006742]
[null,8.1790000000009062,0.99876245407743536]
[null,8.1800000000009057,0.99876367860695159]
[null,8.1810000000009051,0.99876490193976841]
[null,8.1820000000009045,0.99876612407703724]
[null,8.183000000000904,0.99876734501990805]
[null,8.1840000000009034,0.99876856476953002]
[null,8.1850000000009029,0.99876978332705102]
[null,8.1860000000009023,0.99877100069361813]
[null,8.1870000000009018,0.99877221687037698]
[null,8.1880000000009012,0.99877343185847245]
[null,8.1890000000009007,0.99877464565904817]
[null,8.1900000000009001,0.99877585827324666]
[null,8.1910000000008996,0.99877706970220959]
[null,8.192000000000899,0.99877827994707724]
[null,8.1930000000008985,0.99877948900898905]
[null,8.1940000000008979,0.99878069688908322]
[null,8.1950000000008973,0.99878190358849706]
[null,8.1960000000008968,0.99878310910836665]
[null,8.1970000000008962,0.9987843134498271]
[null,8.1980000000008957,0.99878551661401238]
[null,8.1990000000008951,0.99878671860205548]
[null,8.2000000000008946,0.99878791941508815]
[null,8.201000000000894,0.99878911905424128]
[null,8.2020000000008935,0.99879031752064462]
[null,8.2030000000008929,0.99879151481542672]
[null,8.2040000000008924,0.99879271093971522]
[null,8.2050000000008918,0.99879390589463679]
[null,8.2060000000008912,0.99879509968131663]
[null,8.2070000000008907,0.99879629230087941]
[null,8.2080000000008901,0.99879748375444832]
[null,8.2090000000008896,0.99879867404314582]
[null,8.210000000000889,0.99879986316809299]
[null,8.2110000000008885,0.99880105113041007]
[null,8.2120000000008879,0.99880223793121614]
[null,8.2130000000008874,0.99880342357162932]
[null,8.2140000000008868,0.9988046080527665]
[null,8.2150000000008863,0.99880579137574388]
[null,8.2160000000008857,0.99880697354167614]
[null,8.2170000000008852,0.99880815455167715]
[null,8.2180000000008846,0.99880933440685982]
[null,8.219000000000884,0.99881051310833591]
[null,8.2200000000008835,0.99881169065721598]
[null,8.2210000000008829,0.99881286705460992]
[null,8.2220000000008824,0.99881404230162607]
[null,8.2230000000008818,0.9988152163993721]
[null,8.2240000000008813,0.99881638934895456]
[null,8.2250000000008807,0.99881756115147891]
[null,8.2260000000008802,0.99881873180804959]
[null,8.2270000000008796,0.99881990131977005]
[null,8.2280000000008791,0.99882106968774254]
[null,8.2290000000008785,0.99882223691306826]
[null,8.2300000000008779,0.9988234029968478]
[null,8.2310000000008774,0.99882456794018004]
[null,8.2320000000008768,0.99882573174416345]
[null,8.2330000000008763,0.99882689440989503]
[null,8.2340000000008757,0.99882805593847102]
[null,8.2350000000008752,0.99882921633098642]
[null,8.2360000000008746,0.99883037558853527]
[null,8.2370000000008741,0.99883153371221067]
[null,8.2380000000008735,0.99883269070310454]
[null,8.239000000000873,0.99883384656230778]
[null,8.2400000000008724,0.99883500129091052]
[null,8.2410000000008719,0.99883615489000155]
[null,8.2420000000008713,0.99883730736066867]
[null,8.2430000000008707,0.99883845870399879]
[null,8.2440000000008702,0.99883960892107782]
[null,8.2450000000008696,0.99884075801299044]
[null,8.2460000000008691,0.99884190598082045]
[null,8.2470000000008685,0.99884305282565067]
[null,8.248000000000868,0.99884419854856266]
[null,8.2490000000008674,0.99884534315063733]
[null,8.2500000000008669,0.99884648663295417]
[null,8.2510000000008663,0.99884762899659207]
[null,8.2520000000008658,0.99884877024262841]
[null,8.2530000000008652,0.9988499103721401]
[null,8.2540000000008646,0.99885104938620251]
[null,8.2550000000008641,0.99885218728589042]
[null,8.2560000000008635,0.99885332407227734]
[null,8.257000000000863,0.99885445974643583]
[null,8.2580000000008624,0.99885559430943738]
[null,8.2590000000008619,0.99885672776235268]
[null,8.2600000000008613,0.99885786010625122]
[null,8.2610000000008608,0.99885899134220146]
[null,8.2620000000008602,0.99886012147127101]
[null,8.2630000000008597,0.99886125049452623]
[null,8.2640000000008591,0.99886237841303283]
[null,8.2650000000008585,0.99886350522785516]
[null,8.266000000000858,0.99886463094005673]
[null,8.2670000000008574,0.99886575555070012]
[null,8.2680000000008569,0.99886687906084659]
[null,8.2690000000008563,0.99886800147155685]
[null,8.2700000000008558,0.99886912278389028]
[null,8.2710000000008552,0.99887024299890537]
[null,8.2720000000008547,0.99887136211765959]
[null,8.2730000000008541,0.99887248014120933]
[null,8.2740000000008536,0.9988735970706103]
[null,8.275000000000853,0.99887471290691676]
[null,8.2760000000008525,0.99887582765118221]
[null,8.2770000000008519,0.99887694130445925]
[null,8.2780000000008513,0.99887805386779938]
[null,8.2790000000008508,0.99887916534225307]
[null,8.2800000000008502,0.99888027572886984]
[null,8.2810000000008497,0.99888138502869805]
[null,8.2820000000008491,0.99888249324278555]
[null,8.2830000000008486,0.9988836003721786]
[null,8.284000000000848,0.99888470641792282]
[null,8.2850000000008475,0.99888581138106292]
[null,8.2860000000008469,0.99888691526264217]
[null,8.2870000000008464,0.99888801806370353]
[null,8.2880000000008458,0.99888911978528838]
[null,8.2890000000008452,0.99889022042843734]
[null,8.2900000000008447,0.99889131999419012]
[null,8.2910000000008441,0.99889241848358523]
[null,8.2920000000008436,0.99889351589766062]
[null,8.293000000000843,0.99889461223745268]
[null,8.2940000000008425,0.99889570750399737]
[null,8.2950000000008419,0.99889680169832928]
[null,8.2960000000008414,0.99889789482148217]
[null,8.2970000000008408,0.99889898687448886]
[null,8.2980000000008403,0.9989000778583812]
[null,8.2990000000008397,0.99890116777418991]
[null,8.3000000000008392,0.99890225662294485]
[null,8.3010000000008386,0.99890334440567496]
[null,8.302000000000838,0.99890443112340821]
[null,8.3030000000008375,0.99890551677717132]
[null,8.3040000000008369,0.99890660136799048]
[null,8.3050000000008364,0.99890768489689052]
[null,8.3060000000008358,0.99890876736489553]
[null,8.3070000000008353,0.99890984877302869]
[null,8.3080000000008347,0.99891092912231183]
[null,8.3090000000008342,0.99891200841376626]
[null,8.3100000000008336,0.99891308664841216]
[null,8.3110000000008331,0.99891416382726861]
[null,8.3120000000008325,0.99891523995135378]
[null,8.3130000000008319,0.99891631502168521]
[null,8.3140000000008314,0.99891738903927896]
[null,8.3150000000008308,0.99891846200515044]
[null,8.3160000000008303,0.99891953392031407]
[null,8.3170000000008297,0.99892060478578326]
[null,8.3180000000008292,0.99892167460257042]
[null,8.3190000000008286,0.99892274337168718]
[null,8.3200000000008281,0.99892381109414397]
[null,8.3210000000008275,0.99892487777095051]
[null,8.322000000000827,0.99892594340311525]
[null,8.3230000000008264,0.99892700799164613]
[null,8.3240000000008258,0.99892807153754959]
[null,8.3250000000008253,0.9989291340418317]
[null,8.3260000000008247,0.99893019550549711]
[null,8.3270000000008242,0.99893125592954979]
[null,8.3280000000008236,0.9989323153149926]
[null,8.3290000000008231,0.99893337366282764]
[null,8.3300000000008225,0.99893443097405588]
[null,8.331000000000822,0.99893548724967729]
[null,8.3320000000008214,0.99893654249069119]
[null,8.3330000000008209,0.99893759669809556]
[null,8.3340000000008203,0.99893864987288794]
[null,8.3350000000008198,0.99893970201606452]
[null,8.3360000000008192,0.99894075312862052]
[null,8.3370000000008186,0.99894180321155057]
[null,8.3380000000008181,0.998942852265848]
[null,8.3390000000008175,0.99894390029250557]
[null,8.340000000000817,0.9989449472925146]
[null,8.3410000000008164,0.99894599326686595]
[null,8.3420000000008159,0.99894703821654929]
[null,8.3430000000008153,0.99894808214255337]
[null,8.3440000000008148,0.99894912504586608]
[null,8.3450000000008142,0.9989501669274744]
[null,8.3460000000008137,0.99895120778836433]
[null,8.3470000000008131,0.99895224762952084]
[null,8.3480000000008125,0.99895328645192805]
[null,8.349000000000812,0.99895432425656916]
[null,8.3500000000008114,0.9989553610444265]
[null,8.3510000000008109,0.9989563968164813]
[null,8.3520000000008103,0.99895743157371408]
[null,8.3530000000008098,0.99895846531710419]
[null,8.3540000000008092,0.99895949804763029]
[null,8.3550000000008087,0.99896052976626992]
[null,8.3560000000008081,0.99896156047399987]
[null,8.3570000000008076,0.99896259017179578]
[null,8.358000000000807,0.99896361886063256]
[null,8.3590000000008065,0.9989646465414842]
[null,8.3600000000008059,0.99896567321532359]
[null,8.3610000000008053,0.99896669888312295]
[null,8.3620000000008048,0.99896772354585328]
[null,8.3630000000008042,0.99896874720448492]
[null,8.3640000000008037,0.99896976985998709]
[null,8.3650000000008031,0.99897079151332846]
[null,8.3660000000008026,0.99897181216547615]
[null,8.367000000000802,0.99897283181739704]
[null,8.3680000000008015,0.99897385047005671]
[null,8.3690000000008009,0.99897486812441971]
[null,8.3700000000008004,0.99897588478145016]
[null,8.3710000000007998,0.99897690044211085]
[null,8.3720000000007992,0.99897791510736367]
[null,8.3730000000007987,0.99897892877816985]
[null,8.3740000000007981,0.99897994145548963]
[null,8.3750000000007976,0.99898095314028212]
[null,8.376000000000797,0.99898196383350579]
[null,8.3770000000007965,0.99898297353611809]
[null,8.3780000000007959,0.99898398224907548]
[null,8.3790000000007954,0.99898498997333374]
[null,8.3800000000007948,0.99898599670984756]
[null,8.3810000000007943,0.99898700245957084]
[null,8.3820000000007937,0.99898800722345638]
[null,8.3830000000007932,0.9989890110024563]
[null,8.3840000000007926,0.99899001379752173]
[null,8.385000000000792,0.99899101560960279]
[null,8.3860000000007915,0.99899201643964897]
[null,8.3870000000007909,0.99899301628860859]
[null,8.3880000000007904,0.99899401515742925]
[null,8.3890000000007898,0.99899501304705751]
[null,8.3900000000007893,0.99899600995843918]
[null,8.3910000000007887,0.99899700589251905]
[null,8.3920000000007882,0.99899800085024104]
[null,8.3930000000007876,0.99899899483254828]
[null,8.3940000000007871,0.99899998784038291]
[null,8.3950000000007865,0.99900097987468617]
[null,8.3960000000007859,0.99900197093639842]
[null,8.3970000000007854,0.99900296102645914]
[null,8.3980000000007848,0.9990039501458069]
[null,8.3990000000007843,0.99900493829537951]
[null,8.4000000000007837,0.99900592547611367]
[null,8.4010000000007832,0.9990069116889454]
[null,8.4020000000007826,0.99900789693480962]
[null,8.4030000000007821,0.9990088812146406]
[null,8.4040000000007815,0.99900986452937157]
[null,8.405000000000781,0.99901084687993491]
[null,8.4060000000007804,0.99901182826726209]
[null,8.4070000000007798,0.99901280869228382]
[null,8.4080000000007793,0.99901378815592967]
[null,8.4090000000007787,0.99901476665912858]
[null,8.4100000000007782,0.99901574420280859]
[null,8.4110000000007776,0.99901672078789672]
[null,8.4120000000007771,0.99901769641531923]
[null,8.4130000000007765,0.9990186710860014]
[null,8.414000000000776,0.99901964480086769]
[null,8.4150000000007754,0.99902061756084171]
[null,8.4160000000007749,0.99902158936684615]
[null,8.4170000000007743,0.99902256021980296]
[null,8.4180000000007738,0.99902353012063294]
[null,8.4190000000007732,0.99902449907025626]
[null,8.4200000000007726,0.99902546706959217]
[null,8.4210000000007721,0.99902643411955883]
[null,8.4220000000007715,0.99902740022107395]
[null,8.423000000000771,0.99902836537505391]
[null,8.4240000000007704,0.99902932958241464]
[null,8.4250000000007699,0.99903029284407086]
[null,8.4260000000007693,0.99903125516093672]
[null,8.4270000000007688,0.99903221653392515]
[null,8.4280000000007682,0.99903317696394867]
[null,8.4290000000007677,0.99903413645191841]
[null,8.4300000000007671,0.9990350949987451]
[null,8.4310000000007665,0.99903605260533823]
[null,8.432000000000766,0.99903700927260686]
[null,8.4330000000007654,0.99903796500145869]
[null,8.4340000000007649,0.99903891979280091]
[null,8.4350000000007643,0.99903987364753988]
[null,8.4360000000007638,0.99904082656658066]
[null,8.4370000000007632,0.9990417785508281]
[null,8.4380000000007627,0.99904272960118556]
[null,8.4390000000007621,0.99904367971855612]
[null,8.4400000000007616,0.99904462890384138]
[null,8.441000000000761,0.99904557715794273]
[null,8.4420000000007605,0.99904652448176023]
[null,8.4430000000007599,0.99904747087619328]
[null,8.4440000000007593,0.99904841634214037]
[null,8.4450000000007588,0.99904936088049923]
[null,8.4460000000007582,0.9990503044921667]
[null,8.4470000000007577,0.99905124717803873]
[null,8.4480000000007571,0.99905218893901027]
[null,8.4490000000007566,0.99905312977597582]
[null,8.450000000000756,0.99905406968982868]
[null,8.4510000000007555,0.99905500868146135]
[null,8.4520000000007549,0.99905594675176579]
[null,8.4530000000007544,0.99905688390163261]
[null,8.4540000000007538,0.99905782013195199]
[null,8.4550000000007532,0.99905875544361311]
[null,8.4560000000007527,0.99905968983750437]
[null,8.4570000000007521,0.99906062331451306]
[null,8.4580000000007516,0.99906155587552603]
[null,8.459000000000751,0.99906248752142901]
[null,8.4600000000007505,0.99906341825310707]
[null,8.4610000000007499,0.99906434807144417]
[null,8.4620000000007494,0.99906527697732384]
[null,8.4630000000007488,0.99906620497162835]
[null,8.4640000000007483,0.99906713205523934]
[null,8.4650000000007477,0.99906805822903777]
[null,8.4660000000007471,0.99906898349390338]
[null,8.4670000000007466,0.99906990785071537]
[null,8.468000000000746,0.99907083130035201]
[null,8.4690000000007455,0.99907175384369085]
[null,8.4700000000007449,0.99907267548160827]
[null,8.4710000000007444,0.99907359621498026]
[null,8.4720000000007438,0.99907451604468178]
[null,8.4730000000007433,0.9990754349715868]
[null,8.4740000000007427,0.99907635299656861]
[null,8.4750000000007422,0.99907727012049985]
[null,8.4760000000007416,0.99907818634425194]
[null,8.4770000000007411,0.99907910166869585]
[null,8.4780000000007405,0.99908001609470154]
[null,8.4790000000007399,0.9990809296231381]
[null,8.4800000000007394,0.99908184225487384]
[null,8.4810000000007388,0.99908275399077628]
[null,8.4820000000007383,0.99908366483171218]
[null,8.4830000000007377,0.99908457477854729]
[null,8.4840000000007372,0.99908548383214668]
[null,8.4850000000007366,0.99908639199337457]
[null,8.4860000000007361,0.99908729926309436]
[null,8.4870000000007355,0.9990882056421686]
[null,8.488000000000735,0.99908911113145915]
[null,8.4890000000007344,0.99909001573182676]
[null,8.4900000000007338,0.99909091944413164]
[null,8.4910000000007333,0.99909182226923321]
[null,8.4920000000007327,0.99909272420798967]
[null,8.4930000000007322,0.999093625261259]
[null,8.4940000000007316,0.99909452542989785]
[null,8.4950000000007311,0.99909542471476231]
[null,8.4960000000007305,0.9990963231167076]
[null,8.49700000000073,0.99909722063658823]
[null,8.4980000000007294,0.99909811727525766]
[null,8.4990000000007289,0.99909901303356885]
[null,8.5000000000007283,0.99909990791237357]
[null,8.5010000000007278,0.99910080191252315]
[null,8.5020000000007272,0.9991016950348679]
[null,8.5030000000007266,0.99910258728025747]
[null,8.5040000000007261,0.99910347864954052]
[null,8.5050000000007255,0.99910436914356493]
[null,8.506000000000725,0.99910525876317802]
[null,8.5070000000007244,0.99910614750922588]
[null,8.5080000000007239,0.9991070353825543]
[null,8.5090000000007233,0.99910792238400792]
[null,8.5100000000007228,0.99910880851443051]
[null,8.5110000000007222,0.99910969377466541]
[null,8.5120000000007217,0.99911057816555482]
[null,8.5130000000007211,0.99911146168794029]
[null,8.5140000000007205,0.9991123443426625]
[null,8.51500000000072,0.99911322613056142]
[null,8.5160000000007194,0.99911410705247627]
[null,8.5170000000007189,0.99911498710924518]
[null,8.5180000000007183,0.99911586630170579]
[null,8.5190000000007178,0.99911674463069489]
[null,8.5200000000007172,0.99911762209704824]
[null,8.5210000000007167,0.99911849870160119]
[null,8.5220000000007161,0.99911937444518795]
[null,8.5230000000007156,0.99912024932864207]
[null,8.524000000000715,0.99912112335279646]
[null,8.5250000000007145,0.99912199651848299]
[null,8.5260000000007139,0.99912286882653278]
[null,8.5270000000007133,0.9991237402777764]
[null,8.5280000000007128,0.99912461087304338]
[null,8.5290000000007122,0.99912548061316242]
[null,8.5300000000007117,0.99912634949896173]
[null,8.5310000000007111,0.99912721753126843]
[null,8.5320000000007106,0.99912808471090897]
[null,8.53300000000071,0.99912895103870913]
[null,8.5340000000007095,0.99912981651549371]
[null,8.5350000000007089,0.99913068114208681]
[null,8.5360000000007084,0.99913154491931178]
[null,8.5370000000007078,0.99913240784799118]
[null,8.5380000000007072,0.99913326992894669]
[null,8.5390000000007067,0.99913413116299932]
[null,8.5400000000007061,0.99913499155096919]
[null,8.5410000000007056,0.99913585109367586]
[null,8.542000000000705,0.9991367097919378]
[null,8.5430000000007045,0.99913756764657302]
[null,8.5440000000007039,0.99913842465839842]
[null,8.5450000000007034,0.99913928082823045]
[null,8.5460000000007028,0.99914013615688457]
[null,8.5470000000007023,0.99914099064517559]
[null,8.5480000000007017,0.99914184429391739]
[null,8.5490000000007011,0.99914269710392323]
[null,8.5500000000007006,0.99914354907600544]
[null,8.5510000000007,0.99914440021097572]
[null,8.5520000000006995,0.99914525050964509]
[null,8.5530000000006989,0.99914609997282344]
[null,8.5540000000006984,0.99914694860132025]
[null,8.5550000000006978,0.99914779639594409]
[null,8.5560000000006973,0.99914864335750264]
[null,8.5570000000006967,0.99914948948680316]
[null,8.5580000000006962,0.99915033478465165]
[null,8.5590000000006956,0.9991511792518537]
[null,8.5600000000006951,0.99915202288921412]
[null,8.5610000000006945,0.99915286569753681]
[null,8.5620000000006939,0.99915370767762501]
[null,8.5630000000006934,0.9991545488302811]
[null,8.5640000000006928,0.99915538915630686]
[null,8.5650000000006923,0.99915622865650311]
[null,8.5660000000006917,0.99915706733166998]
[null,8.5670000000006912,0.99915790518260683]
[null,8.5680000000006906,0.99915874221011247]
[null,8.5690000000006901,0.99915957841498459]
[null,8.5700000000006895,0.99916041379802034]
[null,8.571000000000689,0.99916124836001607]
[null,8.5720000000006884,0.99916208210176749]
[null,8.5730000000006878,0.99916291502406918]
[null,8.5740000000006873,0.9991637471277155]
[null,8.5750000000006867,0.99916457841349959]
[null,8.5760000000006862,0.99916540888221417]
[null,8.5770000000006856,0.99916623853465092]
[null,8.5780000000006851,0.99916706737160088]
[null,8.5790000000006845,0.99916789539385453]
[null,8.580000000000684,0.99916872260220124]
[null,8.5810000000006834,0.99916954899742993]
[null,8.5820000000006829,0.99917037458032865]
[null,8.5830000000006823,0.99917119935168452]
[null,8.5840000000006818,0.99917202331228439]
[null,8.5850000000006812,0.99917284646291393]
[null,8.5860000000006806,0.99917366880435809]
[null,8.5870000000006801,0.99917449033740136]
[null,8.5880000000006795,0.99917531106282731]
[null,8.589000000000679,0.99917613098141855]
[null,8.5900000000006784,0.99917695009395735]
[null,8.5910000000006779,0.99917776840122496]
[null,8.5920000000006773,0.99917858590400199]
[null,8.5930000000006768,0.99917940260306826]
[null,8.5940000000006762,0.9991802184992028]
[null,8.5950000000006757,0.99918103359318422]
[null,8.5960000000006751,0.99918184788578979]
[null,8.5970000000006745,0.99918266137779665]
[null,8.598000000000674,0.99918347406998087]
[null,8.5990000000006734,0.99918428596311792]
[null,8.6000000000006729,0.9991850970579822]
[null,8.6010000000006723,0.99918590735534796]
[null,8.6020000000006718,0.99918671685598814]
[null,8.6030000000006712,0.99918752556067536]
[null,8.6040000000006707,0.99918833347018121]
[null,8.6050000000006701,0.99918914058527664]
[null,8.6060000000006696,0.99918994690673213]
[null,8.607000000000669,0.99919075243531696]
[null,8.6080000000006685,0.99919155717179997]
[null,8.6090000000006679,0.99919236111694931]
[null,8.6100000000006673,0.99919316427153215]
[null,8.6110000000006668,0.9991939666363151]
[null,8.6120000000006662,0.9991947682120641]
[null,8.6130000000006657,0.99919556899954431]
[null,8.6140000000006651,0.99919636899951991]
[null,8.6150000000006646,0.99919716821275484]
[null,8.616000000000664,0.99919796664001181]
[null,8.6170000000006635,0.99919876428205312]
[null,8.6180000000006629,0.99919956113964037]
[null,8.6190000000006624,0.99920035721353417]
[null,8.6200000000006618,0.99920115250449471]
[null,8.6210000000006612,0.99920194701328113]
[null,8.6220000000006607,0.99920274074065207]
[null,8.6230000000006601,0.99920353368736547]
[null,8.6240000000006596,0.99920432585417851]
[null,8.625000000000659,0.99920511724184746]
[null,8.6260000000006585,0.99920590785112817]
[null,8.6270000000006579,0.99920669768277559]
[null,8.6280000000006574,0.999207486737544]
[null,8.6290000000006568,0.99920827501618692]
[null,8.6300000000006563,0.99920906251945707]
[null,8.6310000000006557,0.99920984924810674]
[null,8.6320000000006551,0.99921063520288733]
[null,8.6330000000006546,0.99921142038454935]
[null,8.634000000000654,0.99921220479384298]
[null,8.6350000000006535,0.99921298843151729]
[null,8.6360000000006529,0.9992137712983209]
[null,8.6370000000006524,0.99921455339500154]
[null,8.6380000000006518,0.9992153347223065]
[null,8.6390000000006513,0.99921611528098209]
[null,8.6400000000006507,0.99921689507177391]
[null,8.6410000000006502,0.99921767409542706]
[null,8.6420000000006496,0.9992184523526858]
[null,8.6430000000006491,0.99921922984429357]
[null,8.6440000000006485,0.99922000657099341]
[null,8.6450000000006479,0.99922078253352731]
[null,8.6460000000006474,0.99922155773263666]
[null,8.6470000000006468,0.99922233216906242]
[null,8.6480000000006463,0.99922310584354435]
[null,8.6490000000006457,0.99922387875682195]
[null,8.6500000000006452,0.99922465090963375]
[null,8.6510000000006446,0.99922542230271771]
[null,8.6520000000006441,0.99922619293681103]
[null,8.6530000000006435,0.99922696281265011]
[null,8.654000000000643,0.99922773193097081]
[null,8.6550000000006424,0.99922850029250831]
[null,8.6560000000006418,0.99922926789799682]
[null,8.6570000000006413,0.99923003474817029]
[null,8.6580000000006407,0.99923080084376148]
[null,8.6590000000006402,0.99923156618550291]
[null,8.6600000000006396,0.99923233077412599]
[null,8.6610000000006391,0.99923309461036169]
[null,8.6620000000006385,0.99923385769494022]
[null,8.663000000000638,0.99923462002859109]
[null,8.6640000000006374,0.99923538161204317]
[null,8.6650000000006369,0.99923614244602454]
[null,8.6660000000006363,0.99923690253126252]
[null,8.6670000000006358,0.99923766186848406]
[null,8.6680000000006352,0.99923842045841504]
[null,8.6690000000006346,0.99923917830178077]
[null,8.6700000000006341,0.99923993539930611]
[null,8.6710000000006335,0.99924069175171482]
[null,8.672000000000633,0.99924144735973031]
[null,8.6730000000006324,0.999242202224075]
[null,8.6740000000006319,0.999242956345471]
[null,8.6750000000006313,0.99924370972463938]
[null,8.6760000000006308,0.99924446236230058]
[null,8.6770000000006302,0.99924521425917467]
[null,8.6780000000006297,0.99924596541598065]
[null,8.6790000000006291,0.99924671583343694]
[null,8.6800000000006285,0.9992474655122614]
[null,8.681000000000628,0.99924821445317114]
[null,8.6820000000006274,0.99924896265688246]
[null,8.6830000000006269,0.99924971012411112]
[null,8.6840000000006263,0.99925045685557212]
[null,8.6850000000006258,0.99925120285197999]
[null,8.6860000000006252,0.99925194811404827]
[null,8.6870000000006247,0.99925269264248995]
[null,8.6880000000006241,0.99925343643801734]
[null,8.6890000000006236,0.9992541795013421]
[null,8.690000000000623,0.99925492183317532]
[null,8.6910000000006224,0.999255663434227]
[null,8.6920000000006219,0.99925640430520701]
[null,8.6930000000006213,0.99925714444682412]
[null,8.6940000000006208,0.99925788385978653]
[null,8.6950000000006202,0.99925862254480202]
[null,8.6960000000006197,0.99925936050257724]
[null,8.6970000000006191,0.99926009773381863]
[null,8.6980000000006186,0.99926083423923162]
[null,8.699000000000618,0.99926157001952109]
[null,8.7000000000006175,0.99926230507539138]
[null,8.7010000000006169,0.99926303940754579]
[null,8.7020000000006164,0.99926377301668734]
[null,8.7030000000006158,0.99926450590351812]
[null,8.7040000000006152,0.99926523806873968]
[null,8.7050000000006147,0.99926596951305291]
[null,8.7060000000006141,0.99926670023715802]
[null,8.7070000000006136,0.99926743024175446]
[null,8.708000000000613,0.99926815952754111]
[null,8.7090000000006125,0.99926888809521608]
[null,8.7100000000006119,0.99926961594547692]
[null,8.7110000000006114,0.99927034307902052]
[null,8.7120000000006108,0.99927106949654299]
[null,8.7130000000006103,0.99927179519873988]
[null,8.7140000000006097,0.99927252018630597]
[null,8.7150000000006091,0.99927324445993559]
[null,8.7160000000006086,0.9992739680203222]
[null,8.717000000000608,0.99927469086815868]
[null,8.7180000000006075,0.99927541300413725]
[null,8.7190000000006069,0.99927613442894925]
[null,8.7200000000006064,0.9992768551432859]
[null,8.7210000000006058,0.9992775751478371]
[null,8.7220000000006053,0.99927829444329264]
[null,8.7230000000006047,0.99927901303034139]
[null,8.7240000000006042,0.99927973090967148]
[null,8.7250000000006036,0.99928044808197058]
[null,8.7260000000006031,0.9992811645479257]
[null,8.7270000000006025,0.99928188030822296]
[null,8.7280000000006019,0.99928259536354802]
[null,8.7290000000006014,0.99928330971458601]
[null,8.7300000000006008,0.99928402336202105]
[null,8.7310000000006003,0.9992847363065368]
[null,8.7320000000005997,0.99928544854881651]
[null,8.7330000000005992,0.99928616008954219]
[null,8.7340000000005986,0.99928687092939583]
[null,8.7350000000005981,0.99928758106905835]
[null,8.7360000000005975,0.9992882905092102]
[null,8.737000000000597,0.99928899925053105]
[null,8.7380000000005964,0.99928970729370015]
[null,8.7390000000005958,0.99929041463939572]
[null,8.7400000000005953,0.99929112128829589]
[null,8.7410000000005947,0.99929182724107746]
[null,8.7420000000005942,0.99929253249841732]
[null,8.7430000000005936,0.99929323706099105]
[null,8.7440000000005931,0.99929394092947399]
[null,8.7450000000005925,0.99929464410454061]
[null,8.746000000000592,0.99929534658686503]
[null,8.7470000000005914,0.99929604837712038]
[null,8.7480000000005909,0.99929674947597935]
[null,8.7490000000005903,0.99929744988411406]
[null,8.7500000000005898,0.99929814960219565]
[null,8.7510000000005892,0.99929884863089502]
[null,8.7520000000005886,0.99929954697088208]
[null,8.7530000000005881,0.99930024462282652]
[null,8.7540000000005875,0.99930094158739691]
[null,8.755000000000587,0.99930163786526149]
[null,8.7560000000005864,0.99930233345708774]
[null,8.7570000000005859,0.99930302836354268]
[null,8.7580000000005853,0.99930372258529243]
[null,8.7590000000005848,0.99930441612300269]
[null,8.7600000000005842,0.99930510897733826]
[null,8.7610000000005837,0.99930580114896372]
[null,8.7620000000005831,0.99930649263854265]
[null,8.7630000000005825,0.99930718344673808]
[null,8.764000000000582,0.99930787357421247]
[null,8.7650000000005814,0.99930856302162763]
[null,8.7660000000005809,0.9993092517896448]
[null,8.7670000000005803,0.99930993987892447]
[null,8.7680000000005798,0.99931062729012654]
[null,8.7690000000005792,0.99931131402391027]
[null,8.7700000000005787,0.99931200008093435]
[null,8.7710000000005781,0.99931268546185681]
[null,8.7720000000005776,0.99931337016733501]
[null,8.773000000000577,0.99931405419802566]
[null,8.7740000000005764,0.99931473755458489]
[null,8.7750000000005759,0.99931542023766839]
[null,8.7760000000005753,0.99931610224793088]
[null,8.7770000000005748,0.9993167835860266]
[null,8.7780000000005742,0.99931746425260926]
[null,8.7790000000005737,0.99931814424833176]
[null,8.7800000000005731,0.9993188235738466]
[null,8.7810000000005726,0.99931950222980548]
[null,8.782000000000572,0.99932018021685953]
[null,8.7830000000005715,0.99932085753565925]
[null,8.7840000000005709,0.99932153418685454]
[null,8.7850000000005704,0.99932221017109468]
[null,8.7860000000005698,0.99932288548902837]
[null,8.7870000000005692,0.99932356014130341]
[null,8.7880000000005687,0.99932423412856752]
[null,8.7890000000005681,0.99932490745146729]
[null,8.7900000000005676,0.99932558011064898]
[null,8.791000000000567,0.99932625210675807]
[null,8.7920000000005665,0.9993269234404395]
[null,8.7930000000005659,0.99932759411233762]
[null,8.7940000000005654,0.99932826412309617]
[null,8.7950000000005648,0.99932893347335816]
[null,8.7960000000005643,0.9993296021637661]
[null,8.7970000000005637,0.9993302701949619]
[null,8.7980000000005631,0.99933093756758662]
[null,8.7990000000005626,0.99933160428228118]
[null,8.800000000000562,0.9993322703396853]
[null,8.8010000000005615,0.99933293574043858]
[null,8.8020000000005609,0.99933360048517972]
[null,8.8030000000005604,0.99933426457454688]
[null,8.8040000000005598,0.99933492800917778]
[null,8.8050000000005593,0.99933559078970935]
[null,8.8060000000005587,0.99933625291677775]
[null,8.8070000000005582,0.9993369143910189]
[null,8.8080000000005576,0.99933757521306799]
[null,8.8090000000005571,0.99933823538355937]
[null,8.8100000000005565,0.99933889490312711]
[null,8.8110000000005559,0.99933955377240435]
[null,8.8120000000005554,0.99934021199202405]
[null,8.8130000000005548,0.99934086956261814]
[null,8.8140000000005543,0.99934152648481811]
[null,8.8150000000005537,0.99934218275925502]
[null,8.8160000000005532,0.99934283838655902]
[null,8.8170000000005526,0.99934349336735984]
[null,8.8180000000005521,0.99934414770228652]
[null,8.8190000000005515,0.99934480139196757]
[null,8.820000000000551,0.99934545443703104]
[null,8.8210000000005504,0.99934610683810399]
[null,8.8220000000005498,0.99934675859581312]
[null,8.8230000000005493,0.99934740971078462]
[null,8.8240000000005487,0.99934806018364397]
[null,8.8250000000005482,0.99934871001501602]
[null,8.8260000000005476,0.99934935920552503]
[null,8.8270000000005471,0.99935000775579474]
[null,8.8280000000005465,0.99935065566644821]
[null,8.829000000000546,0.99935130293810803]
[null,8.8300000000005454,0.99935194957139595]
[null,8.8310000000005449,0.99935259556693334]
[null,8.8320000000005443,0.99935324092534106]
[null,8.8330000000005437,0.99935388564723893]
[null,8.8340000000005432,0.99935452973324679]
[null,8.8350000000005426,0.99935517318398337]
[null,8.8360000000005421,0.99935581600006707]
[null,8.8370000000005415,0.9993564581821156]
[null,8.838000000000541,0.99935709973074627]
[null,8.8390000000005404,0.99935774064657545]
[null,8.8400000000005399,0.99935838093021923]
[null,8.8410000000005393,0.99935902058229298]
[null,8.8420000000005388,0.99935965960341155]
[null,8.8430000000005382,0.99936029799418902]
[null,8.8440000000005377,0.9993609357552391]
[null,8.8450000000005371,0.99936157288717475]
[null,8.8460000000005365,0.99936220939060849]
[null,8.847000000000536,0.99936284526615227]
[null,8.8480000000005354,0.99936348051441715]
[null,8.8490000000005349,0.99936411513601398]
[null,8.8500000000005343,0.99936474913155282]
[null,8.8510000000005338,0.9993653825016432]
[null,8.8520000000005332,0.99936601524689406]
[null,8.8530000000005327,0.9993666473679137]
[null,8.8540000000005321,0.99936727886530996]
[null,8.8550000000005316,0.99936790973969003]
[null,8.856000000000531,0.99936853999166053]
[null,8.8570000000005304,0.99936916962182742]
[null,8.8580000000005299,0.99936979863079622]
[null,8.8590000000005293,0.99937042701917167]
[null,8.8600000000005288,0.99937105478755828]
[null,8.8610000000005282,0.99937168193655967]
[null,8.8620000000005277,0.99937230846677882]
[null,8.8630000000005271,0.99937293437881847]
[null,8.8640000000005266,0.99937355967328056]
[null,8.865000000000526,0.99937418435076653]
[null,8.8660000000005255,0.99937480841187709]
[null,8.8670000000005249,0.99937543185721256]
[null,8.8680000000005244,0.99937605468737256]
[null,8.8690000000005238,0.99937667690295628]
[null,8.8700000000005232,0.99937729850456225]
[null,8.8710000000005227,0.99937791949278831]
[null,8.8720000000005221,0.999378539868232]
[null,8.8730000000005216,0.99937915963148993]
[null,8.874000000000521,0.99937977878315853]
[null,8.8750000000005205,0.99938039732383344]
[null,8.8760000000005199,0.99938101525410972]
[null,8.8770000000005194,0.99938163257458179]
[null,8.8780000000005188,0.99938224928584374]
[null,8.8790000000005183,0.99938286538848897]
[null,8.8800000000005177,0.99938348088311024]
[null,8.8810000000005171,0.99938409577029985]
[null,8.8820000000005166,0.99938471005064944]
[null,8.883000000000516,0.99938532372475009]
[null,8.8840000000005155,0.99938593679319243]
[null,8.8850000000005149,0.99938654925656645]
[null,8.8860000000005144,0.99938716111546144]
[null,8.8870000000005138,0.9993877723704665]
[null,8.8880000000005133,0.9993883830221697]
[null,8.8890000000005127,0.99938899307115892]
[null,8.8900000000005122,0.99938960251802111]
[null,8.8910000000005116,0.99939021136334316]
[null,8.8920000000005111,0.99939081960771092]
[null,8.8930000000005105,0.99939142725170993]
[null,8.8940000000005099,0.99939203429592505]
[null,8.8950000000005094,0.99939264074094081]
[null,8.8960000000005088,0.99939324658734074]
[null,8.8970000000005083,0.99939385183570828]
[null,8.8980000000005077,0.99939445648662606]
[null,8.8990000000005072,0.99939506054067617]
[null,8.9000000000005066,0.99939566399844026]
[null,8.9010000000005061,0.99939626686049921]
[null,8.9020000000005055,0.99939686912743353]
[null,8.903000000000505,0.99939747079982311]
[null,8.9040000000005044,0.99939807187824736]
[null,8.9050000000005038,0.99939867236328495]
[null,8.9060000000005033,0.99939927225551417]
[null,8.9070000000005027,0.99939987155551269]
[null,8.9080000000005022,0.99940047026385759]
[null,8.9090000000005016,0.99940106838112541]
[null,8.9100000000005011,0.99940166590789226]
[null,8.9110000000005005,0.99940226284473355]
[null,8.9120000000005,0.99940285919222427]
[null,8.9130000000004994,0.99940345495093863]
[null,8.9140000000004989,0.9994040501214505]
[null,8.9150000000004983,0.99940464470433321]
[null,8.9160000000004977,0.9994052387001594]
[null,8.9170000000004972,0.99940583210950118]
[null,8.9180000000004966,0.9994064249329303]
[null,8.9190000000004961,0.99940701717101765]
[null,8.9200000000004955,0.99940760882433399]
[null,8.921000000000495,0.99940819989344898]
[null,8.9220000000004944,0.99940879037893238]
[null,8.9230000000004939,0.99940938028135273]
[null,8.9240000000004933,0.99940996960127859]
[null,8.9250000000004928,0.99941055833927772]
[null,8.9260000000004922,0.99941114649591722]
[null,8.9270000000004917,0.99941173407176398]
[null,8.9280000000004911,0.99941232106738398]
[null,8.9290000000004905,0.99941290748334299]
[null,8.93000000000049,0.99941349332020601]
[null,8.9310000000004894,0.99941407857853748]
[null,8.9320000000004889,0.99941466325890149]
[null,8.9330000000004883,0.99941524736186149]
[null,8.9340000000004878,0.99941583088798036]
[null,8.9350000000004872,0.99941641383782043]
[null,8.9360000000004867,0.99941699621194358]
[null,8.9370000000004861,0.99941757801091113]
[null,8.9380000000004856,0.99941815923528365]
[null,8.939000000000485,0.99941873988562158]
[null,8.9400000000004844,0.99941931996248445]
[null,8.9410000000004839,0.99941989946643139]
[null,8.9420000000004833,0.99942047839802106]
[null,8.9430000000004828,0.99942105675781157]
[null,8.9440000000004822,0.99942163454636035]
[null,8.9450000000004817,0.99942221176422441]
[null,8.9460000000004811,0.99942278841196031]
[null,8.9470000000004806,0.99942336449012381]
[null,8.94800000000048,0.99942393999927048]
[null,8.9490000000004795,0.9994245149399551]
[null,8.9500000000004789,0.99942508931273188]
[null,8.9510000000004784,0.99942566311815484]
[null,8.9520000000004778,0.99942623635677708]
[null,8.9530000000004772,0.99942680902915149]
[null,8.9540000000004767,0.99942738113583007]
[null,8.9550000000004761,0.99942795267736462]
[null,8.9560000000004756,0.99942852365430623]
[null,8.957000000000475,0.99942909406720559]
[null,8.9580000000004745,0.9994296639166127]
[null,8.9590000000004739,0.99943023320307722]
[null,8.9600000000004734,0.99943080192714817]
[null,8.9610000000004728,0.99943137008937399]
[null,8.9620000000004723,0.9994319376903027]
[null,8.9630000000004717,0.99943250473048173]
[null,8.9640000000004711,0.99943307121045799]
[null,8.9650000000004706,0.99943363713077793]
[null,8.96600000000047,0.99943420249198744]
[null,8.9670000000004695,0.99943476729463177]
[null,8.9680000000004689,0.9994353315392559]
[null,8.9690000000004684,0.99943589522640408]
[null,8.9700000000004678,0.99943645835662009]
[null,8.9710000000004673,0.99943702093044717]
[null,8.9720000000004667,0.99943758294842822]
[null,8.9730000000004662,0.99943814441110512]
[null,8.9740000000004656,0.9994387053190199]
[null,8.9750000000004651,0.99943926567271368]
[null,8.9760000000004645,0.99943982547272703]
[null,8.9770000000004639,0.99944038471960006]
[null,8.9780000000004634,0.99944094341387257]
[null,8.9790000000004628,0.99944150155608358]
[null,8.9800000000004623,0.99944205914677164]
[null,8.9810000000004617,0.99944261618647479]
[null,8.9820000000004612,0.99944317267573068]
[null,8.9830000000004606,0.99944372861507635]
[null,8.9840000000004601,0.99944428400504837]
[null,8.9850000000004595,0.99944483884618263]
[null,8.986000000000459,0.99944539313901459]
[null,8.9870000000004584,0.99944594688407939]
[null,8.9880000000004578,0.99944650008191149]
[null,8.9890000000004573,0.99944705273304468]
[null,8.9900000000004567,0.99944760483801254]
[null,8.9910000000004562,0.99944815639734796]
[null,8.9920000000004556,0.99944870741158343]
[null,8.9930000000004551,0.99944925788125072]
[null,8.9940000000004545,0.99944980780688131]
[null,8.995000000000454,0.9994503571890061]
[null,8.9960000000004534,0.99945090602815545]
[null,8.9970000000004529,0.99945145432485916]
[null,8.9980000000004523,0.99945200207964668]
[null,8.9990000000004517,0.99945254929304683]
[null,9.0000000000004512,0.99945309596558796]
[null,9.0010000000004506,0.99945364209779786]
[null,9.0020000000004501,0.99945418769020389]
[null,9.0030000000004495,0.99945473274333296]
[null,9.004000000000449,0.99945527725771122]
[null,9.0050000000004484,0.99945582123386456]
[null,9.0060000000004479,0.99945636467231835]
[null,9.0070000000004473,0.99945690757359729]
[null,9.0080000000004468,0.99945744993822572]
[null,9.0090000000004462,0.99945799176672745]
[null,9.0100000000004457,0.99945853305962573]
[null,9.0110000000004451,0.99945907381744348]
[null,9.0120000000004445,0.99945961404070272]
[null,9.013000000000444,0.99946015372992547]
[null,9.0140000000004434,0.99946069288563288]
[null,9.0150000000004429,0.99946123150834587]
[null,9.0160000000004423,0.99946176959858457]
[null,9.0170000000004418,0.9994623071568689]
[null,9.0180000000004412,0.999462844183718]
[null,9.0190000000004407,0.99946338067965068]
[null,9.0200000000004401,0.99946391664518541]
[null,9.0210000000004396,0.99946445208083978]
[null,9.022000000000439,0.99946498698713104]
[null,9.0230000000004384,0.99946552136457623]
[null,9.0240000000004379,0.99946605521369147]
[null,9.0250000000004373,0.99946658853499248]
[null,9.0260000000004368,0.99946712132899485]
[null,9.0270000000004362,0.99946765359621303]
[null,9.0280000000004357,0.99946818533716164]
[null,9.0290000000004351,0.99946871655235436]
[null,9.0300000000004346,0.99946924724230457]
[null,9.031000000000434,0.99946977740752507]
[null,9.0320000000004335,0.99947030704852813]
[null,9.0330000000004329,0.99947083616582577]
[null,9.0340000000004324,0.99947136475992926]
[null,9.0350000000004318,0.99947189283134941]
[null,9.0360000000004312,0.99947242038059658]
[null,9.0370000000004307,0.99947294740818082]
[null,9.0380000000004301,0.99947347391461139]
[null,9.0390000000004296,0.99947399990039731]
[null,9.040000000000429,0.99947452536604686]
[null,9.0410000000004285,0.99947505031206796]
[null,9.0420000000004279,0.9994755747389682]
[null,9.0430000000004274,0.9994760986472544]
[null,9.0440000000004268,0.99947662203743304]
[null,9.0450000000004263,0.99947714491001016]
[null,9.0460000000004257,0.99947766726549125]
[null,9.0470000000004251,0.99947818910438135]
[null,9.0480000000004246,0.99947871042718484]
[null,9.049000000000424,0.99947923123440574]
[null,9.0500000000004235,0.99947975152654778]
[null,9.0510000000004229,0.99948027130411399]
[null,9.0520000000004224,0.99948079056760686]
[null,9.0530000000004218,0.99948130931752843]
[null,9.0540000000004213,0.99948182755438053]
[null,9.0550000000004207,0.9994823452786642]
[null,9.0560000000004202,0.99948286249088003]
[null,9.0570000000004196,0.99948337919152819]
[null,9.058000000000419,0.99948389538110849]
[null,9.0590000000004185,0.99948441106012009]
[null,9.0600000000004179,0.9994849262290616]
[null,9.0610000000004174,0.9994854408884315]
[null,9.0620000000004168,0.99948595503872739]
[null,9.0630000000004163,0.99948646868044655]
[null,9.0640000000004157,0.99948698181408591]
[null,9.0650000000004152,0.99948749444014173]
[null,9.0660000000004146,0.99948800655910996]
[null,9.0670000000004141,0.99948851817148576]
[null,9.0680000000004135,0.9994890292777644]
[null,9.069000000000413,0.99948953987843991]
[null,9.0700000000004124,0.99949004997400659]
[null,9.0710000000004118,0.99949055956495769]
[null,9.0720000000004113,0.99949106865178627]
[null,9.0730000000004107,0.99949157723498505]
[null,9.0740000000004102,0.99949208531504574]
[null,9.0750000000004096,0.99949259289246029]
[null,9.0760000000004091,0.99949309996771951]
[null,9.0770000000004085,0.99949360654131425]
[null,9.078000000000408,0.99949411261373455]
[null,9.0790000000004074,0.99949461818547014]
[null,9.0800000000004069,0.99949512325701029]
[null,9.0810000000004063,0.99949562782884371]
[null,9.0820000000004057,0.99949613190145881]
[null,9.0830000000004052,0.99949663547534318]
[null,9.0840000000004046,0.99949713855098432]
[null,9.0850000000004041,0.99949764112886907]
[null,9.0860000000004035,0.99949814320948382]
[null,9.087000000000403,0.99949864479331463]
[null,9.0880000000004024,0.99949914588084676]
[null,9.0890000000004019,0.9994996464725654]
[null,9.0900000000004013,0.99950014656895503]
[null,9.0910000000004008,0.99950064617049972]
[null,9.0920000000004002,0.99950114527768308]
[null,9.0930000000003997,0.99950164389098817]
[null,9.0940000000003991,0.99950214201089782]
[null,9.0950000000003985,0.99950263963789421]
[null,9.096000000000398,0.99950313677245906]
[null,9.0970000000003974,0.99950363341507364]
[null,9.0980000000003969,0.99950412956621881]
[null,9.0990000000003963,0.99950462522637484]
[null,9.1000000000003958,0.9995051203960218]
[null,9.1010000000003952,0.99950561507563895]
[null,9.1020000000003947,0.99950610926570538]
[null,9.1030000000003941,0.99950660296669958]
[null,9.1040000000003936,0.9995070961790995]
[null,9.105000000000393,0.99950758890338287]
[null,9.1060000000003924,0.99950808114002687]
[null,9.1070000000003919,0.99950857288950801]
[null,9.1080000000003913,0.99950906415230256]
[null,9.1090000000003908,0.99950955492888638]
[null,9.1100000000003902,0.99951004521973474]
[null,9.1110000000003897,0.99951053502532228]
[null,9.1120000000003891,0.99951102434612371]
[null,9.1130000000003886,0.99951151318261267]
[null,9.114000000000388,0.99951200153526287]
[null,9.1150000000003875,0.99951248940454718]
[null,9.1160000000003869,0.99951297679093809]
[null,9.1170000000003864,0.99951346369490801]
[null,9.1180000000003858,0.99951395011692823]
[null,9.1190000000003852,0.99951443605747026]
[null,9.1200000000003847,0.99951492151700461]
[null,9.1210000000003841,0.99951540649600179]
[null,9.1220000000003836,0.99951589099493143]
[null,9.123000000000383,0.99951637501426305]
[null,9.1240000000003825,0.99951685855446559]
[null,9.1250000000003819,0.99951734161600736]
[null,9.1260000000003814,0.99951782419935664]
[null,9.1270000000003808,0.99951830630498095]
[null,9.1280000000003803,0.99951878793334725]
[null,9.1290000000003797,0.99951926908492239]
[null,9.1300000000003791,0.99951974976017255]
[null,9.1310000000003786,0.99952022995956358]
[null,9.132000000000378,0.99952070968356077]
[null,9.1330000000003775,0.99952118893262898]
[null,9.1340000000003769,0.99952166770723261]
[null,9.1350000000003764,0.99952214600783584]
[null,9.1360000000003758,0.99952262383490198]
[null,9.1370000000003753,0.99952310118889431]
[null,9.1380000000003747,0.99952357807027536]
[null,9.1390000000003742,0.99952405447950754]
[null,9.1400000000003736,0.99952453041705236]
[null,9.141000000000373,0.99952500588337134]
[null,9.1420000000003725,0.99952548087892523]
[null,9.1430000000003719,0.99952595540417444]
[null,9.1440000000003714,0.99952642945957915]
[null,9.1450000000003708,0.99952690304559866]
[null,9.1460000000003703,0.99952737616269227]
[null,9.1470000000003697,0.99952784881131851]
[null,9.1480000000003692,0.99952832099193567]
[null,9.1490000000003686,0.9995287927050015]
[null,9.1500000000003681,0.99952926395097341]
[null,9.1510000000003675,0.99952973473030815]
[null,9.152000000000367,0.99953020504346235]
[null,9.1530000000003664,0.99953067489089187]
[null,9.1540000000003658,0.99953114427305234]
[null,9.1550000000003653,0.99953161319039896]
[null,9.1560000000003647,0.99953208164338636]
[null,9.1570000000003642,0.99953254963246885]
[null,9.1580000000003636,0.99953301715810017]
[null,9.1590000000003631,0.99953348422073374]
[null,9.1600000000003625,0.99953395082082264]
[null,9.161000000000362,0.99953441695881928]
[null,9.1620000000003614,0.99953488263517565]
[null,9.1630000000003609,0.99953534785034359]
[null,9.1640000000003603,0.99953581260477409]
[null,9.1650000000003597,0.99953627689891811]
[null,9.1660000000003592,0.99953674073322585]
[null,9.1670000000003586,0.99953720410814739]
[null,9.1680000000003581,0.99953766702413205]
[null,9.1690000000003575,0.99953812948162879]
[null,9.170000000000357,0.99953859148108648]
[null,9.1710000000003564,0.99953905302295309]
[null,9.1720000000003559,0.9995395141076765]
[null,9.1730000000003553,0.99953997473570377]
[null,9.1740000000003548,0.99954043490748212]
[null,9.1750000000003542,0.99954089462345774]
[null,9.1760000000003537,0.99954135388407672]
[null,9.1770000000003531,0.99954181268978481]
[null,9.1780000000003525,0.99954227104102689]
[null,9.179000000000352,0.99954272893824792]
[null,9.1800000000003514,0.99954318638189199]
[null,9.1810000000003509,0.9995436433724032]
[null,9.1820000000003503,0.99954409991022486]
[null,9.1830000000003498,0.99954455599579994]
[null,9.1840000000003492,0.99954501162957121]
[null,9.1850000000003487,0.99954546681198075]
[null,9.1860000000003481,0.99954592154347022]
[null,9.1870000000003476,0.99954637582448103]
[null,9.188000000000347,0.99954682965545405]
[null,9.1890000000003464,0.99954728303682971]
[null,9.1900000000003459,0.999547735969048]
[null,9.1910000000003453,0.99954818845254867]
[null,9.1920000000003448,0.99954864048777092]
[null,9.1930000000003442,0.9995490920751533]
[null,9.1940000000003437,0.99954954321513445]
[null,9.1950000000003431,0.99954999390815202]
[null,9.1960000000003426,0.99955044415464367]
[null,9.197000000000342,0.99955089395504637]
[null,9.1980000000003415,0.99955134330979689]
[null,9.1990000000003409,0.99955179221933144]
[null,9.2000000000003403,0.99955224068408577]
[null,9.2010000000003398,0.99955268870449532]
[null,9.2020000000003392,0.99955313628099507]
[null,9.2030000000003387,0.99955358341401956]
[null,9.2040000000003381,0.9995540301040029]
[null,9.2050000000003376,0.99955447635137895]
[null,9.206000000000337,0.99955492215658082]
[null,9.2070000000003365,0.99955536752004148]
[null,9.2080000000003359,0.99955581244219338]
[null,9.2090000000003354,0.99955625692346861]
[null,9.2100000000003348,0.99955670096429883]
[null,9.2110000000003343,0.99955714456511513]
[null,9.2120000000003337,0.99955758772634828]
[null,9.2130000000003331,0.99955803044842895]
[null,9.2140000000003326,0.99955847273178677]
[null,9.215000000000332,0.99955891457685153]
[null,9.2160000000003315,0.99955935598405221]
[null,9.2170000000003309,0.99955979695381769]
[null,9.2180000000003304,0.99956023748657619]
[null,9.2190000000003298,0.99956067758275557]
[null,9.2200000000003293,0.9995611172427834]
[null,9.2210000000003287,0.99956155646708666]
[null,9.2220000000003282,0.99956199525609213]
[null,9.2230000000003276,0.99956243361022601]
[null,9.224000000000327,0.99956287152991419]
[null,9.2250000000003265,0.99956330901558199]
[null,9.2260000000003259,0.99956374606765452]
[null,9.2270000000003254,0.99956418268655634]
[null,9.2280000000003248,0.99956461887271164]
[null,9.2290000000003243,0.99956505462654421]
[null,9.2300000000003237,0.99956548994847749]
[null,9.2310000000003232,0.99956592483893447]
[null,9.2320000000003226,0.9995663592983377]
[null,9.2330000000003221,0.99956679332710918]
[null,9.2340000000003215,0.9995672269256709]
[null,9.235000000000321,0.99956766009444409]
[null,9.2360000000003204,0.99956809283384962]
[null,9.2370000000003198,0.99956852514430816]
[null,9.2380000000003193,0.99956895702623971]
[null,9.2390000000003187,0.99956938848006405]
[null,9.2400000000003182,0.9995698195062005]
[null,9.2410000000003176,0.99957025010506795]
[null,9.2420000000003171,0.99957068027708496]
[null,9.2430000000003165,0.99957111002266963]
[null,9.244000000000316,0.99957153934223952]
[null,9.2450000000003154,0.99957196823621208]
[null,9.2460000000003149,0.9995723967050042]
[null,9.2470000000003143,0.9995728247490322]
[null,9.2480000000003137,0.99957325236871242]
[null,9.2490000000003132,0.9995736795644603]
[null,9.2500000000003126,0.9995741063366913]
[null,9.2510000000003121,0.99957453268582031]
[null,9.2520000000003115,0.99957495861226175]
[null,9.253000000000311,0.99957538411642965]
[null,9.2540000000003104,0.99957580919873779]
[null,9.2550000000003099,0.99957623385959948]
[null,9.2560000000003093,0.99957665809942753]
[null,9.2570000000003088,0.99957708191863448]
[null,9.2580000000003082,0.99957750531763234]
[null,9.2590000000003077,0.9995779282968329]
[null,9.2600000000003071,0.99957835085664748]
[null,9.2610000000003065,0.99957877299748676]
[null,9.262000000000306,0.99957919471976153]
[null,9.2630000000003054,0.99957961602388179]
[null,9.2640000000003049,0.99958003691025721]
[null,9.2650000000003043,0.99958045737929713]
[null,9.2660000000003038,0.99958087743141044]
[null,9.2670000000003032,0.99958129706700571]
[null,9.2680000000003027,0.99958171628649106]
[null,9.2690000000003021,0.99958213509027416]
[null,9.2700000000003016,0.99958255347876246]
[null,9.271000000000301,0.99958297145236297]
[null,9.2720000000003004,0.99958338901148203]
[null,9.2730000000002999,0.99958380615652598]
[null,9.2740000000002993,0.9995842228879005]
[null,9.2750000000002988,0.99958463920601104]
[null,9.2760000000002982,0.9995850551112625]
[null,9.2770000000002977,0.99958547060405956]
[null,9.2780000000002971,0.99958588568480644]
[null,9.2790000000002966,0.99958630035390694]
[null,9.280000000000296,0.9995867146117644]
[null,9.2810000000002955,0.99958712845878195]
[null,9.2820000000002949,0.99958754189536225]
[null,9.2830000000002943,0.99958795492190755]
[null,9.2840000000002938,0.99958836753881974]
[null,9.2850000000002932,0.99958877974650018]
[null,9.2860000000002927,0.99958919154535009]
[null,9.2870000000002921,0.99958960293577015]
[null,9.2880000000002916,0.99959001391816071]
[null,9.289000000000291,0.99959042449292168]
[null,9.2900000000002905,0.99959083466045251]
[null,9.2910000000002899,0.99959124442115255]
[null,9.2920000000002894,0.99959165377542047]
[null,9.2930000000002888,0.99959206272365464]
[null,9.2940000000002883,0.99959247126625317]
[null,9.2950000000002877,0.99959287940361363]
[null,9.2960000000002871,0.99959328713613327]
[null,9.2970000000002866,0.99959369446420887]
[null,9.298000000000286,0.99959410138823701]
[null,9.2990000000002855,0.99959450790861371]
[null,9.3000000000002849,0.99959491402573475]
[null,9.3010000000002844,0.99959531973999538]
[null,9.3020000000002838,0.99959572505179062]
[null,9.3030000000002833,0.99959612996151492]
[null,9.3040000000002827,0.99959653446956254]
[null,9.3050000000002822,0.99959693857632725]
[null,9.3060000000002816,0.99959734228220254]
[null,9.307000000000281,0.99959774558758141]
[null,9.3080000000002805,0.99959814849285655]
[null,9.3090000000002799,0.9995985509984201]
[null,9.3100000000002794,0.99959895310466418]
[null,9.3110000000002788,0.99959935481198003]
[null,9.3120000000002783,0.99959975612075913]
[null,9.3130000000002777,0.99960015703139204]
[null,9.3140000000002772,0.99960055754426913]
[null,9.3150000000002766,0.99960095765978052]
[null,9.3160000000002761,0.99960135737831579]
[null,9.3170000000002755,0.9996017567002643]
[null,9.318000000000275,0.99960215562601473]
[null,9.3190000000002744,0.99960255415595578]
[null,9.3200000000002738,0.99960295229047547]
[null,9.3210000000002733,0.99960335002996159]
[null,9.3220000000002727,0.99960374737480151]
[null,9.3230000000002722,0.99960414432538225]
[null,9.3240000000002716,0.9996045408820905]
[null,9.3250000000002711,0.99960493704531239]
[null,9.3260000000002705,0.99960533281543396]
[null,9.32700000000027,0.99960572819284066]
[null,9.3280000000002694,0.99960612317791753]
[null,9.3290000000002689,0.99960651777104947]
[null,9.3300000000002683,0.99960691197262097]
[null,9.3310000000002677,0.99960730578301582]
[null,9.3320000000002672,0.99960769920261772]
[null,9.3330000000002666,0.99960809223181013]
[null,9.3340000000002661,0.99960848487097587]
[null,9.3350000000002655,0.9996088771204974]
[null,9.336000000000265,0.99960926898075697]
[null,9.3370000000002644,0.99960966045213639]
[null,9.3380000000002639,0.99961005153501714]
[null,9.3390000000002633,0.99961044222978013]
[null,9.3400000000002628,0.99961083253680627]
[null,9.3410000000002622,0.99961122245647571]
[null,9.3420000000002617,0.99961161198916848]
[null,9.3430000000002611,0.99961200113526427]
[null,9.3440000000002605,0.99961238989514212]
[null,9.34500000000026,0.99961277826918105]
[null,9.3460000000002594,0.99961316625775953]
[null,9.3470000000002589,0.99961355386125561]
[null,9.3480000000002583,0.9996139410800472]
[null,9.3490000000002578,0.99961432791451155]
[null,9.3500000000002572,0.99961471436502569]
[null,9.3510000000002567,0.99961510043196644]
[null,9.3520000000002561,0.99961548611570994]
[null,9.3530000000002556,0.99961587141663233]
[null,9.354000000000255,0.99961625633510898]
[null,9.3550000000002544,0.99961664087151525]
[null,9.3560000000002539,0.99961702502622596]
[null,9.3570000000002533,0.99961740879961547]
[null,9.3580000000002528,0.99961779219205815]
[null,9.3590000000002522,0.99961817520392759]
[null,9.3600000000002517,0.99961855783559728]
[null,9.3610000000002511,0.99961894008744023]
[null,9.3620000000002506,0.99961932195982905]
[null,9.36300000000025,0.99961970345313622]
[null,9.3640000000002495,0.99962008456773355]
[null,9.3650000000002489,0.99962046530399284]
[null,9.3660000000002483,0.99962084566228515]
[null,9.3670000000002478,0.99962122564298139]
[null,9.3680000000002472,0.99962160524645216]
[null,9.3690000000002467,0.99962198447306749]
[null,9.3700000000002461,0.99962236332319743]
[null,9.3710000000002456,0.99962274179721122]
[null,9.372000000000245,0.99962311989547814]
[null,9.3730000000002445,0.99962349761836666]
[null,9.3740000000002439,0.9996238749662455]
[null,9.3750000000002434,0.99962425193948234]
[null,9.3760000000002428,0.99962462853844514]
[null,9.3770000000002423,0.99962500476350102]
[null,9.3780000000002417,0.99962538061501705]
[null,9.3790000000002411,0.9996257560933598]
[null,9.3800000000002406,0.99962613119889543]
[null,9.38100000000024,0.99962650593198998]
[null,9.3820000000002395,0.99962688029300895]
[null,9.3830000000002389,0.99962725428231758]
[null,9.3840000000002384,0.99962762790028048]
[null,9.3850000000002378,0.99962800114726236]
[null,9.3860000000002373,0.99962837402362736]
[null,9.3870000000002367,0.99962874652973899]
[null,9.3880000000002362,0.99962911866596105]
[null,9.3890000000002356,0.99962949043265625]
[null,9.390000000000235,0.99962986183018754]
[null,9.3910000000002345,0.99963023285891728]
[null,9.3920000000002339,0.99963060351920741]
[null,9.3930000000002334,0.99963097381141963]
[null,9.3940000000002328,0.99963134373591522]
[null,9.3950000000002323,0.99963171329305522]
[null,9.3960000000002317,0.99963208248320035]
[null,9.3970000000002312,0.99963245130671063]
[null,9.3980000000002306,0.99963281976394613]
[null,9.3990000000002301,0.99963318785526634]
[null,9.4000000000002295,0.99963355558103062]
[null,9.401000000000229,0.99963392294159781]
[null,9.4020000000002284,0.99963428993732639]
[null,9.4030000000002278,0.99963465656857464]
[null,9.4040000000002273,0.99963502283570027]
[null,9.4050000000002267,0.99963538873906077]
[null,9.4060000000002262,0.99963575427901341]
[null,9.4070000000002256,0.99963611945591502]
[null,9.4080000000002251,0.99963648427012186]
[null,9.4090000000002245,0.99963684872199021]
[null,9.410000000000224,0.99963721281187568]
[null,9.4110000000002234,0.99963757654013397]
[null,9.4120000000002229,0.9996379399071198]
[null,9.4130000000002223,0.99963830291318823]
[null,9.4140000000002217,0.99963866555869341]
[null,9.4150000000002212,0.9996390278439895]
[null,9.4160000000002206,0.99963938976943023]
[null,9.4170000000002201,0.99963975133536886]
[null,9.4180000000002195,0.99964011254215845]
[null,9.419000000000219,0.99964047339015183]
[null,9.4200000000002184,0.99964083387970115]
[null,9.4210000000002179,0.99964119401115847]
[null,9.4220000000002173,0.9996415537848754]
[null,9.4230000000002168,0.99964191320120332]
[null,9.4240000000002162,0.99964227226049318]
[null,9.4250000000002156,0.99964263096309569]
[null,9.4260000000002151,0.99964298930936102]
[null,9.4270000000002145,0.99964334729963922]
[null,9.428000000000214,0.9996437049342799]
[null,9.4290000000002134,0.99964406221363222]
[null,9.4300000000002129,0.99964441913804536]
[null,9.4310000000002123,0.99964477570786769]
[null,9.4320000000002118,0.99964513192344751]
[null,9.4330000000002112,0.99964548778513296]
[null,9.4340000000002107,0.99964584329327133]
[null,9.4350000000002101,0.99964619844821012]
[null,9.4360000000002096,0.99964655325029617]
[null,9.437000000000209,0.99964690769987607]
[null,9.4380000000002084,0.99964726179729602]
[null,9.4390000000002079,0.99964761554290194]
[null,9.4400000000002073,0.99964796893703944]
[null,9.4410000000002068,0.99964832198005371]
[null,9.4420000000002062,0.99964867467228979]
[null,9.4430000000002057,0.9996490270140922]
[null,9.4440000000002051,0.99964937900580508]
[null,9.4450000000002046,0.99964973064777241]
[null,9.446000000000204,0.99965008194033778]
[null,9.4470000000002035,0.99965043288384448]
[null,9.4480000000002029,0.99965078347863534]
[null,9.4490000000002023,0.99965113372505288]
[null,9.4500000000002018,0.99965148362343947]
[null,9.4510000000002012,0.99965183317413708]
[null,9.4520000000002007,0.9996521823774871]
[null,9.4530000000002001,0.99965253123383091]
[null,9.4540000000001996,0.99965287974350936]
[null,9.455000000000199,0.99965322790686306]
[null,9.4560000000001985,0.9996535757242323]
[null,9.4570000000001979,0.99965392319595703]
[null,9.4580000000001974,0.99965427032237686]
[null,9.4590000000001968,0.99965461710383108]
[null,9.4600000000001963,0.99965496354065853]
[null,9.4610000000001957,0.99965530963319782]
[null,9.4620000000001951,0.99965565538178747]
[null,9.4630000000001946,0.99965600078676509]
[null,9.464000000000194,0.99965634584846863]
[null,9.4650000000001935,0.99965669056723527]
[null,9.4660000000001929,0.99965703494340197]
[null,9.4670000000001924,0.99965737897730544]
[null,9.4680000000001918,0.99965772266928188]
[null,9.4690000000001913,0.99965806601966745]
[null,9.4700000000001907,0.99965840902879777]
[null,9.4710000000001902,0.99965875169700824]
[null,9.4720000000001896,0.99965909402463371]
[null,9.473000000000189,0.99965943601200913]
[null,9.4740000000001885,0.99965977765946867]
[null,9.4750000000001879,0.99966011896734641]
[null,9.4760000000001874,0.9996604599359763]
[null,9.4770000000001868,0.9996608005656914]
[null,9.4780000000001863,0.99966114085682511]
[null,9.4790000000001857,0.99966148080971007]
[null,9.4800000000001852,0.99966182042467866]
[null,9.4810000000001846,0.99966215970206296]
[null,9.4820000000001841,0.99966249864219492]
[null,9.4830000000001835,0.99966283724540606]
[null,9.484000000000183,0.99966317551202721]
[null,9.4850000000001824,0.99966351344238957]
[null,9.4860000000001818,0.99966385103682331]
[null,9.4870000000001813,0.99966418829565895]
[null,9.4880000000001807,0.99966452521922611]
[null,9.4890000000001802,0.99966486180785452]
[null,9.4900000000001796,0.99966519806187326]
[null,9.4910000000001791,0.99966553398161129]
[null,9.4920000000001785,0.99966586956739723]
[null,9.493000000000178,0.99966620481955937]
[null,9.4940000000001774,0.99966653973842567]
[null,9.4950000000001769,0.99966687432432366]
[null,9.4960000000001763,0.99966720857758085]
[null,9.4970000000001757,0.99966754249852408]
[null,9.4980000000001752,0.99966787608747998]
[null,9.4990000000001746,0.99966820934477518]
[null,9.5000000000001741,0.99966854227073554]
[null,9.5010000000001735,0.99966887486568679]
[null,9.502000000000173,0.99966920712995444]
[null,9.5030000000001724,0.99966953906386358]
[null,9.5040000000001719,0.99966987066773905]
[null,9.5050000000001713,0.99967020194190515]
[null,9.5060000000001708,0.99967053288668617]
[null,9.5070000000001702,0.99967086350240597]
[null,9.5080000000001696,0.99967119378938807]
[null,9.5090000000001691,0.99967152374795565]
[null,9.5100000000001685,0.99967185337843156]
[null,9.511000000000168,0.99967218268113855]
[null,9.5120000000001674,0.99967251165639881]
[null,9.5130000000001669,0.9996728403045344]
[null,9.5140000000001663,0.99967316862586675]
[null,9.5150000000001658,0.99967349662071747]
[null,9.5160000000001652,0.99967382428940743]
[null,9.5170000000001647,0.99967415163225737]
[null,9.5180000000001641,0.99967447864958781]
[null,9.5190000000001636,0.99967480534171871]
[null,9.520000000000163,0.99967513170896993]
[null,9.5210000000001624,0.99967545775166089]
[null,9.5220000000001619,0.99967578347011088]
[null,9.5230000000001613,0.99967610886463865]
[null,9.5240000000001608,0.99967643393556282]
[null,9.5250000000001602,0.99967675868320161]
[null,9.5260000000001597,0.99967708310787284]
[null,9.5270000000001591,0.99967740720989429]
[null,9.5280000000001586,0.99967773098958324]
[null,9.529000000000158,0.99967805444725677]
[null,9.5300000000001575,0.99967837758323141]
[null,9.5310000000001569,0.99967870039782358]
[null,9.5320000000001563,0.99967902289134947]
[null,9.5330000000001558,0.99967934506412492]
[null,9.5340000000001552,0.99967966691646515]
[null,9.5350000000001547,0.99967998844868555]
[null,9.5360000000001541,0.999680309661101]
[null,9.5370000000001536,0.9996806305540259]
[null,9.538000000000153,0.99968095112777455]
[null,9.5390000000001525,0.99968127138266094]
[null,9.5400000000001519,0.99968159131899881]
[null,9.5410000000001514,0.99968191093710124]
[null,9.5420000000001508,0.99968223023728153]
[null,9.5430000000001503,0.99968254921985222]
[null,9.5440000000001497,0.99968286788512584]
[null,9.5450000000001491,0.99968318623341446]
[null,9.5460000000001486,0.99968350426502994]
[null,9.547000000000148,0.99968382198028383]
[null,9.5480000000001475,0.9996841393794873]
[null,9.5490000000001469,0.99968445646295123]
[null,9.5500000000001464,0.99968477323098637]
[null,9.5510000000001458,0.99968508968390279]
[null,9.5520000000001453,0.99968540582201082]
[null,9.5530000000001447,0.99968572164561997]
[null,9.5540000000001442,0.99968603715503956]
[null,9.5550000000001436,0.9996863523505789]
[null,9.556000000000143,0.99968666723254684]
[null,9.5570000000001425,0.9996869818012516]
[null,9.5580000000001419,0.99968729605700168]
[null,9.5590000000001414,0.99968761000010486]
[null,9.5600000000001408,0.99968792363086878]
[null,9.5610000000001403,0.99968823694960074]
[null,9.5620000000001397,0.99968854995660772]
[null,9.5630000000001392,0.99968886265219647]
[null,9.5640000000001386,0.99968917503667354]
[null,9.5650000000001381,0.99968948711034489]
[null,9.5660000000001375,0.99968979887351639]
[null,9.567000000000137,0.99969011032649358]
[null,9.5680000000001364,0.99969042146958165]
[null,9.5690000000001358,0.99969073230308558]
[null,9.5700000000001353,0.99969104282731003]
[null,9.5710000000001347,0.99969135304255941]
[null,9.5720000000001342,0.99969166294913758]
[null,9.5730000000001336,0.99969197254734843]
[null,9.5740000000001331,0.99969228183749537]
[null,9.5750000000001325,0.9996925908198816]
[null,9.576000000000132,0.99969289949480999]
[null,9.5770000000001314,0.99969320786258309]
[null,9.5780000000001309,0.9996935159235032]
[null,9.5790000000001303,0.9996938236778723]
[null,9.5800000000001297,0.99969413112599215]
[null,9.5810000000001292,0.99969443826816407]
[null,9.5820000000001286,0.99969474510468925]
[null,9.5830000000001281,0.99969505163586836]
[null,9.5840000000001275,0.99969535786200214]
[null,9.585000000000127,0.99969566378339059]
[null,9.5860000000001264,0.99969596940033389]
[null,9.5870000000001259,0.99969627471313161]
[null,9.5880000000001253,0.99969657972208303]
[null,9.5890000000001248,0.99969688442748728]
[null,9.5900000000001242,0.99969718882964309]
[null,9.5910000000001236,0.99969749292884913]
[null,9.5920000000001231,0.99969779672540338]
[null,9.5930000000001225,0.99969810021960392]
[null,9.594000000000122,0.9996984034117482]
[null,9.5950000000001214,0.99969870630213375]
[null,9.5960000000001209,0.99969900889105745]
[null,9.5970000000001203,0.99969931117881616]
[null,9.5980000000001198,0.99969961316570632]
[null,9.5990000000001192,0.99969991485202403]
[null,9.6000000000001187,0.99970021623806538]
[null,9.6010000000001181,0.99970051732412579]
[null,9.6020000000001176,0.9997008181105006]
[null,9.603000000000117,0.99970111859748501]
[null,9.6040000000001164,0.99970141878537355]
[null,9.6050000000001159,0.99970171867446078]
[null,9.6060000000001153,0.9997020182650409]
[null,9.6070000000001148,0.99970231755740768]
[null,9.6080000000001142,0.99970261655185488]
[null,9.6090000000001137,0.99970291524867572]
[null,9.6100000000001131,0.99970321364816328]
[null,9.6110000000001126,0.99970351175061023]
[null,9.612000000000112,0.99970380955630911]
[null,9.6130000000001115,0.99970410706555202]
[null,9.6140000000001109,0.99970440427863105]
[null,9.6150000000001103,0.99970470119583754]
[null,9.6160000000001098,0.99970499781746303]
[null,9.6170000000001092,0.99970529414379838]
[null,9.6180000000001087,0.99970559017513461]
[null,9.6190000000001081,0.9997058859117619]
[null,9.6200000000001076,0.99970618135397071]
[null,9.621000000000107,0.9997064765020508]
[null,9.6220000000001065,0.99970677135629193]
[null,9.6230000000001059,0.99970706591698322]
[null,9.6240000000001054,0.99970736018441397]
[null,9.6250000000001048,0.99970765415887297]
[null,9.6260000000001043,0.99970794784064865]
[null,9.6270000000001037,0.99970824123002922]
[null,9.6280000000001031,0.99970853432730267]
[null,9.6290000000001026,0.99970882713275655]
[null,9.630000000000102,0.99970911964667852]
[null,9.6310000000001015,0.99970941186935547]
[null,9.6320000000001009,0.99970970380107438]
[null,9.6330000000001004,0.99970999544212169]
[null,9.6340000000000998,0.99971028679278362]
[null,9.6350000000000993,0.99971057785334638]
[null,9.6360000000000987,0.99971086862409553]
[null,9.6370000000000982,0.9997111591053166]
[null,9.6380000000000976,0.99971144929729472]
[null,9.639000000000097,0.99971173920031475]
[null,9.6400000000000965,0.99971202881466126]
[null,9.6410000000000959,0.99971231814061867]
[null,9.6420000000000954,0.9997126071784711]
[null,9.6430000000000948,0.99971289592850221]
[null,9.6440000000000943,0.99971318439099555]
[null,9.6450000000000937,0.99971347256623433]
[null,9.6460000000000932,0.99971376045450155]
[null,9.6470000000000926,0.99971404805607988]
[null,9.6480000000000921,0.99971433537125176]
[null,9.6490000000000915,0.99971462240029918]
[null,9.6500000000000909,0.99971490914350414]
[null,9.6510000000000904,0.99971519560114819]
[null,9.6520000000000898,0.99971548177351266]
[null,9.6530000000000893,0.99971576766087855]
[null,9.6540000000000887,0.99971605326352664]
[null,9.6550000000000882,0.99971633858173736]
[null,9.6560000000000876,0.99971662361579106]
[null,9.6570000000000871,0.9997169083659676]
[null,9.6580000000000865,0.99971719283254667]
[null,9.659000000000086,0.9997174770158076]
[null,9.6600000000000854,0.9997177609160296]
[null,9.6610000000000849,0.99971804453349156]
[null,9.6620000000000843,0.99971832786847203]
[null,9.6630000000000837,0.99971861092124936]
[null,9.6640000000000832,0.99971889369210143]
[null,9.6650000000000826,0.99971917618130623]
[null,9.6660000000000821,0.99971945838914122]
[null,9.6670000000000815,0.99971974031588362]
[null,9.668000000000081,0.99972002196181031]
[null,9.6690000000000804,0.99972030332719808]
[null,9.6700000000000799,0.99972058441232337]
[null,9.6710000000000793,0.99972086521746228]
[null,9.6720000000000788,0.99972114574289073]
[null,9.6730000000000782,0.99972142598888425]
[null,9.6740000000000776,0.99972170595571841]
[null,9.6750000000000771,0.99972198564366821]
[null,9.6760000000000765,0.99972226505300832]
[null,9.677000000000076,0.99972254418401352]
[null,9.6780000000000754,0.99972282303695792]
[null,9.6790000000000749,0.99972310161211575]
[null,9.6800000000000743,0.99972337990976046]
[null,9.6810000000000738,0.99972365793016582]
[null,9.6820000000000732,0.99972393567360485]
[null,9.6830000000000727,0.99972421314035054]
[null,9.6840000000000721,0.99972449033067579]
[null,9.6850000000000716,0.99972476724485271]
[null,9.686000000000071,0.99972504388315375]
[null,9.6870000000000704,0.99972532024585059]
[null,9.6880000000000699,0.99972559633321501]
[null,9.6890000000000693,0.99972587214551822]
[null,9.6900000000000688,0.99972614768303147]
[null,9.6910000000000682,0.99972642294602554]
[null,9.6920000000000677,0.99972669793477098]
[null,9.6930000000000671,0.99972697264953814]
[null,9.6940000000000666,0.99972724709059702]
[null,9.695000000000066,0.99972752125821751]
[null,9.6960000000000655,0.99972779515266907]
[null,9.6970000000000649,0.99972806877422093]
[null,9.6980000000000643,0.99972834212314221]
[null,9.6990000000000638,0.99972861519970158]
[null,9.7000000000000632,0.99972888800416737]
[null,9.7010000000000627,0.99972916053680805]
[null,9.7020000000000621,0.99972943279789139]
[null,9.7030000000000616,0.99972970478768519]
[null,9.704000000000061,0.9997299765064569]
[null,9.7050000000000605,0.99973024795447363]
[null,9.7060000000000599,0.99973051913200228]
[null,9.7070000000000594,0.99973079003930954]
[null,9.7080000000000588,0.99973106067666173]
[null,9.7090000000000583,0.9997313310443251]
[null,9.7100000000000577,0.99973160114256554]
[null,9.7110000000000571,0.99973187097164862]
[null,9.7120000000000566,0.99973214053183967]
[null,9.713000000000056,0.99973240982340383]
[null,9.7140000000000555,0.99973267884660588]
[null,9.7150000000000549,0.99973294760171061]
[null,9.7160000000000544,0.99973321608898202]
[null,9.7170000000000538,0.99973348430868447]
[null,9.7180000000000533,0.99973375226108174]
[null,9.7190000000000527,0.99973401994643718]
[null,9.7200000000000522,0.99973428736501435]
[null,9.7210000000000516,0.99973455451707605]
[null,9.722000000000051,0.99973482140288528]
[null,9.7230000000000505,0.9997350880227045]
[null,9.7240000000000499,0.99973535437679595]
[null,9.7250000000000494,0.99973562046542175]
[null,9.7260000000000488,0.99973588628884358]
[null,9.7270000000000483,0.99973615184732301]
[null,9.7280000000000477,0.99973641714112127]
[null,9.7290000000000472,0.99973668217049927]
[null,9.7300000000000466,0.99973694693571791]
[null,9.7310000000000461,0.99973721143703775]
[null,9.7320000000000455,0.99973747567471882]
[null,9.7330000000000449,0.99973773964902124]
[null,9.7340000000000444,0.99973800336020469]
[null,9.7350000000000438,0.99973826680852873]
[null,9.7360000000000433,0.9997385299942525]
[null,9.7370000000000427,0.99973879291763512]
[null,9.7380000000000422,0.99973905557893517]
[null,9.7390000000000416,0.9997393179784112]
[null,9.7400000000000411,0.99973958011632147]
[null,9.7410000000000405,0.99973984199292387]
[null,9.74200000000004,0.9997401036084762]
[null,9.7430000000000394,0.99974036496323582]
[null,9.7440000000000389,0.99974062605746006]
[null,9.7450000000000383,0.99974088689140583]
[null,9.7460000000000377,0.99974114746532994]
[null,9.7470000000000372,0.99974140777948872]
[null,9.7480000000000366,0.99974166783413854]
[null,9.7490000000000361,0.99974192762953529]
[null,9.7500000000000355,0.99974218716593466]
[null,9.751000000000035,0.99974244644359223]
[null,9.7520000000000344,0.99974270546276311]
[null,9.7530000000000339,0.99974296422370246]
[null,9.7540000000000333,0.99974322272666472]
[null,9.7550000000000328,0.99974348097190457]
[null,9.7560000000000322,0.99974373895967628]
[null,9.7570000000000316,0.99974399669023373]
[null,9.7580000000000311,0.99974425416383061]
[null,9.7590000000000305,0.99974451138072051]
[null,9.76000000000003,0.99974476834115678]
[null,9.7610000000000294,0.9997450250453922]
[null,9.7620000000000289,0.99974528149367958]
[null,9.7630000000000283,0.9997455376862715]
[null,9.7640000000000278,0.99974579362342009]
[null,9.7650000000000272,0.99974604930537758]
[null,9.7660000000000267,0.99974630473239556]
[null,9.7670000000000261,0.99974655990472561]
[null,9.7680000000000256,0.99974681482261896]
[null,9.769000000000025,0.99974706948632674]
[null,9.7700000000000244,0.99974732389609966]
[null,9.7710000000000239,0.99974757805218828]
[null,9.7720000000000233,0.99974783195484285]
[null,9.7730000000000228,0.99974808560431361]
[null,9.7740000000000222,0.99974833900085014]
[null,9.7750000000000217,0.99974859214470224]
[null,9.7760000000000211,0.99974884503611905]
[null,9.7770000000000206,0.9997490976753497]
[null,9.77800000000002,0.99974935006264309]
[null,9.7790000000000195,0.99974960219824782]
[null,9.7800000000000189,0.99974985408241213]
[null,9.7810000000000183,0.99975010571538425]
[null,9.7820000000000178,0.99975035709741211]
[null,9.7830000000000172,0.99975060822874318]
[null,9.7840000000000167,0.99975085910962491]
[null,9.7850000000000161,0.99975110974030457]
[null,9.7860000000000156,0.99975136012102894]
[null,9.787000000000015,0.99975161025204462]
[null,9.7880000000000145,0.99975186013359818]
[null,9.7890000000000139,0.99975210976593587]
[null,9.7900000000000134,0.99975235914930349]
[null,9.7910000000000128,0.99975260828394674]
[null,9.7920000000000122,0.9997528571701112]
[null,9.7930000000000117,0.999753105808042]
[null,9.7940000000000111,0.99975335419798417]
[null,9.7950000000000106,0.99975360234018251]
[null,9.79600000000001,0.9997538502348815]
[null,9.7970000000000095,0.9997540978823255]
[null,9.7980000000000089,0.99975434528275831]
[null,9.7990000000000084,0.99975459243642406]
[null,9.8000000000000078,0.99975483934356602]
[null,9.8010000000000073,0.99975508600442764]
[null,9.8020000000000067,0.99975533241925207]
[null,9.8030000000000062,0.99975557858828212]
[null,9.8040000000000056,0.99975582451176026]
[null,9.805000000000005,0.99975607018992918]
[null,9.8060000000000045,0.99975631562303069]
[null,9.8070000000000039,0.99975656081130693]
[null,9.8080000000000034,0.99975680575499948]
[null,9.8090000000000028,0.9997570504543497]
[null,9.8100000000000023,0.99975729490959897]
[null,9.8110000000000017,0.99975753912098819]
[null,9.8120000000000012,0.99975778308875796]
[null,9.8130000000000006,0.99975802681314896]
[null,9.8140000000000001,0.99975827029440145]
[null,9.8149999999999995,0.99975851353275524]
[null,9.8159999999999989,0.99975875652845037]
[null,9.8169999999999984,0.99975899928172629]
[null,9.8179999999999978,0.99975924179282227]
[null,9.8189999999999973,0.99975948406197745]
[null,9.8199999999999967,0.99975972608943087]
[null,9.8209999999999962,0.99975996787542087]
[null,9.8219999999999956,0.99976020942018606]
[null,9.8229999999999951,0.99976045072396447]
[null,9.8239999999999945,0.99976069178699412]
[null,9.824999999999994,0.9997609326095126]
[null,9.8259999999999934,0.9997611731917575]
[null,9.8269999999999929,0.99976141353396597]
[null,9.8279999999999923,0.99976165363637515]
[null,9.8289999999999917,0.99976189349922162]
[null,9.8299999999999912,0.99976213312274209]
[null,9.8309999999999906,0.9997623725071727]
[null,9.8319999999999901,0.99976261165274971]
[null,9.8329999999999895,0.99976285055970893]
[null,9.833999999999989,0.99976308922828583]
[null,9.8349999999999884,0.99976332765871601]
[null,9.8359999999999879,0.9997635658512346]
[null,9.8369999999999873,0.99976380380607632]
[null,9.8379999999999868,0.9997640415234762]
[null,9.8389999999999862,0.99976427900366849]
[null,9.8399999999999856,0.99976451624688745]
[null,9.8409999999999851,0.99976475325336722]
[null,9.8419999999999845,0.99976499002334152]
[null,9.842999999999984,0.99976522655704392]
[null,9.8439999999999834,0.99976546285470769]
[null,9.8449999999999829,0.99976569891656597]
[null,9.8459999999999823,0.9997659347428518]
[null,9.8469999999999818,0.99976617033379755]
[null,9.8479999999999812,0.99976640568963593]
[null,9.8489999999999807,0.99976664081059896]
[null,9.8499999999999801,0.99976687569691869]
[null,9.8509999999999796,0.99976711034882682]
[null,9.851999999999979,0.99976734476655482]
[null,9.8529999999999784,0.99976757895033419]
[null,9.8539999999999779,0.99976781290039574]
[null,9.8549999999999773,0.9997680466169705]
[null,9.8559999999999768,0.99976828010028906]
[null,9.8569999999999762,0.99976851335058181]
[null,9.8579999999999757,0.99976874636807889]
[null,9.8589999999999751,0.99976897915301022]
[null,9.8599999999999746,0.99976921170560562]
[null,9.860999999999974,0.99976944402609447]
[null,9.8619999999999735,0.99976967611470613]
[null,9.8629999999999729,0.99976990797166965]
[null,9.8639999999999723,0.99977013959721384]
[null,9.8649999999999718,0.99977037099156718]
[null,9.8659999999999712,0.99977060215495828]
[null,9.8669999999999707,0.99977083308761516]
[null,9.8679999999999701,0.99977106378976577]
[null,9.8689999999999696,0.9997712942616378]
[null,9.869999999999969,0.99977152450345885]
[null,9.8709999999999685,0.99977175451545608]
[null,9.8719999999999679,0.99977198429785663]
[null,9.8729999999999674,0.99977221385088721]
[null,9.8739999999999668,0.99977244317477443]
[null,9.8749999999999662,0.99977267226974476]
[null,9.8759999999999657,0.99977290113602435]
[null,9.8769999999999651,0.99977312977383914]
[null,9.8779999999999646,0.99977335818341484]
[null,9.878999999999964,0.99977358636497704]
[null,9.8799999999999635,0.99977381431875079]
[null,9.8809999999999629,0.99977404204496134]
[null,9.8819999999999624,0.99977426954383353]
[null,9.8829999999999618,0.99977449681559183]
[null,9.8839999999999613,0.99977472386046085]
[null,9.8849999999999607,0.99977495067866473]
[null,9.8859999999999602,0.99977517727042731]
[null,9.8869999999999596,0.99977540363597239]
[null,9.887999999999959,0.99977562977552359]
[null,9.8889999999999585,0.99977585568930416]
[null,9.8899999999999579,0.99977608137753715]
[null,9.8909999999999574,0.99977630684044549]
[null,9.8919999999999568,0.9997765320782519]
[null,9.8929999999999563,0.99977675709117864]
[null,9.8939999999999557,0.99977698187944819]
[null,9.8949999999999552,0.99977720644328227]
[null,9.8959999999999546,0.99977743078290293]
[null,9.8969999999999541,0.99977765489853154]
[null,9.8979999999999535,0.9997778787903896]
[null,9.8989999999999529,0.99977810245869814]
[null,9.8999999999999524,0.99977832590367821]
[null,9.9009999999999518,0.99977854912555053]
[null,9.9019999999999513,0.99977877212453548]
[null,9.9029999999999507,0.99977899490085331]
[null,9.9039999999999502,0.9997792174547242]
[null,9.9049999999999496,0.99977943978636796]
[null,9.9059999999999491,0.99977966189600431]
[null,9.9069999999999485,0.99977988378385252]
[null,9.907999999999948,0.99978010545013196]
[null,9.9089999999999474,0.99978032689506147]
[null,9.9099999999999469,0.99978054811885986]
[null,9.9109999999999463,0.99978076912174574]
[null,9.9119999999999457,0.9997809899039376]
[null,9.9129999999999452,0.99978121046565327]
[null,9.9139999999999446,0.9997814308071109]
[null,9.9149999999999441,0.99978165092852822]
[null,9.9159999999999435,0.9997818708301226]
[null,9.916999999999943,0.99978209051211142]
[null,9.9179999999999424,0.99978230997471174]
[null,9.9189999999999419,0.99978252921814037]
[null,9.9199999999999413,0.99978274824261404]
[null,9.9209999999999408,0.99978296704834924]
[null,9.9219999999999402,0.99978318563556201]
[null,9.9229999999999396,0.99978340400446863]
[null,9.9239999999999391,0.9997836221552846]
[null,9.9249999999999385,0.99978384008822585]
[null,9.925999999999938,0.99978405780350754]
[null,9.9269999999999374,0.99978427530134495]
[null,9.9279999999999369,0.9997844925819529]
[null,9.9289999999999363,0.99978470964554644]
[null,9.9299999999999358,0.99978492649233985]
[null,9.9309999999999352,0.99978514312254751]
[null,9.9319999999999347,0.9997853595363837]
[null,9.9329999999999341,0.99978557573406224]
[null,9.9339999999999336,0.99978579171579685]
[null,9.934999999999933,0.99978600748180091]
[null,9.9359999999999324,0.99978622303228804]
[null,9.9369999999999319,0.99978643836747094]
[null,9.9379999999999313,0.99978665348756279]
[null,9.9389999999999308,0.99978686839277608]
[null,9.9399999999999302,0.99978708308332331]
[null,9.9409999999999297,0.99978729755941687]
[null,9.9419999999999291,0.99978751182126868]
[null,9.9429999999999286,0.99978772586909059]
[null,9.943999999999928,0.99978793970309421]
[null,9.9449999999999275,0.99978815332349102]
[null,9.9459999999999269,0.99978836673049221]
[null,9.9469999999999263,0.99978857992430892]
[null,9.9479999999999258,0.99978879290515177]
[null,9.9489999999999252,0.99978900567323148]
[null,9.9499999999999247,0.99978921822875844]
[null,9.9509999999999241,0.99978943057194281]
[null,9.9519999999999236,0.99978964270299453]
[null,9.952999999999923,0.99978985462212344]
[null,9.9539999999999225,0.99979006632953915]
[null,9.9549999999999219,0.99979027782545105]
[null,9.9559999999999214,0.99979048911006818]
[null,9.9569999999999208,0.99979070018359961]
[null,9.9579999999999202,0.99979091104625406]
[null,9.9589999999999197,0.99979112169824014]
[null,9.9599999999999191,0.99979133213976612]
[null,9.9609999999999186,0.99979154237104029]
[null,9.961999999999918,0.99979175239227036]
[null,9.9629999999999175,0.99979196220366429]
[null,9.9639999999999169,0.99979217180542956]
[null,9.9649999999999164,0.99979238119777336]
[null,9.9659999999999158,0.99979259038090307]
[null,9.9669999999999153,0.99979279935502541]
[null,9.9679999999999147,0.99979300812034733]
[null,9.9689999999999142,0.9997932166770751]
[null,9.9699999999999136,0.99979342502541524]
[null,9.970999999999913,0.99979363316557379]
[null,9.9719999999999125,0.99979384109775671]
[null,9.9729999999999119,0.99979404882216971]
[null,9.9739999999999114,0.99979425633901819]
[null,9.9749999999999108,0.99979446364850777]
[null,9.9759999999999103,0.99979467075084327]
[null,9.9769999999999097,0.99979487764622976]
[null,9.9779999999999092,0.99979508433487185]
[null,9.9789999999999086,0.99979529081697427]
[null,9.9799999999999081,0.99979549709274107]
[null,9.9809999999999075,0.99979570316237665]
[null,9.9819999999999069,0.99979590902608473]
[null,9.9829999999999064,0.99979611468406904]
[null,9.9839999999999058,0.99979632013653308]
[null,9.9849999999999053,0.99979652538368036]
[null,9.9859999999999047,0.99979673042571382]
[null,9.9869999999999042,0.99979693526283653]
[null,9.9879999999999036,0.9997971398952511]
[null,9.9889999999999031,0.99979734432316003]
[null,9.9899999999999025,0.99979754854676584]
[null,9.990999999999902,0.99979775256627046]
[null,9.9919999999999014,0.99979795638187596]
[null,9.9929999999999009,0.99979815999378396]
[null,9.9939999999999003,0.99979836340219619]
[null,9.9949999999998997,0.99979856660731381]
[null,9.9959999999998992,0.999798769609338]
[null,9.9969999999998986,0.99979897240846971]
[null,9.9979999999998981,0.99979917500490989]
[null,9.9989999999998975,0.99979937739885882]

{"sheet":"Governor & SelfReg Response","index":4,"n_rows":60009,"n_cols":20,"rows_kept":4500,"cut":true,"hidden":false,"merged":[[6,2,6,3],[6,4,6,5]],"bounds":{"rows_first":2000,"rows_last":500,"rows_between":2000,"halvings":0}}
[]
[]
[]
[]
[]
[]
[null,null,"Governor response",null,"Self Regulation Response",null,null,null,null,null,null,null,null,null,null,null,null,null,"Governor response"]
[null,"Time ","Base case, governor response","What If, governor response","Base case, self regulation response","What If, self regulation response",null,null,null,null,null,null,null,null,null,null,null,"Time ","Base case","What If"]
[null,0,0,0,0,0,null,null,null,null,null,null,null,null,null,null,null,{"$f":"B9","v":0},{"$f":"C9","v":0},{"$f":"D9","v":0}]
[null,1E-3,0,0,0.98584397942360635,2.1190639423038782,null,null,null,null,null,null,null,null,null,null,null,{"$f":"B10","v":1E-3},{"$f":"C10","v":0},{"$f":"D10","v":0}]
[null,2E-3,0,0,1.97128300536731,4.2362568712779352,null,null,null,null,null,null,null,null,null,null,null,2E-3,0,0]
[null,3.0000000000000001E-3,0,0,2.9563172441731744,6.3515804389208697,null,null,null,null,null,null,null,null,null,null,null,3.0000000000000001E-3,0,0]
[null,4.0000000000000001E-3,0,0,3.9409468621149331,8.4650362957727641,null,null,null,null,null,null,null,null,null,null,null,4.0000000000000001E-3,0,0]
[null,5.0000000000000001E-3,0,0,4.9251720253980205,10.576626090916367,null,null,null,null,null,null,null,null,null,null,null,5.0000000000000001E-3,0,0]
[null,6.0000000000000001E-3,0,0,5.9089929001596015,12.686351471978373,null,null,null,null,null,null,null,null,null,null,null,6.0000000000000001E-3,0,0]
[null,7.0000000000000001E-3,0,0,6.8924096524685909,14.794214085130722,null,null,null,null,null,null,null,null,null,null,null,7.0000000000000001E-3,0,0]
[null,8.0000000000000002E-3,0,0,7.8754224483256943,16.900215575091881,null,null,null,null,null,null,null,null,null,null,null,8.0000000000000002E-3,0,0]
[null,9.0000000000000011E-3,0,0,8.8580314536634255,19.004357585128119,null,null,null,null,null,null,null,null,null,null,null,9.0000000000000011E-3,0,0]
[null,0.01,0,0,9.8402368343461397,21.106641757054788,null,null,null,null,null,null,null,null,null,null,null,0.01,0,0]
[null,1.0999999999999999E-2,0,0,10.822038756170063,23.207069731237624,null,null,null,null,null,null,null,null,null,null,null,1.0999999999999999E-2,0,0]
[null,1.2E-2,0,0,11.803437384863312,25.305643146594004,null,null,null,null,null,null,null,null,null,null,null,1.2E-2,0,0]
[null,1.3000000000000001E-2,0,0,12.784432886085931,27.402363640594231,null,null,null,null,null,null,null,null,null,null,null,1.3000000000000001E-2,0,0]
[null,1.4E-2,0,0,13.765025425429915,29.497232849262826,null,null,null,null,null,null,null,null,null,null,null,1.4E-2,0,0]
[null,1.4999999999999999E-2,0,0,14.745215168419241,31.590252407179783,null,null,null,null,null,null,null,null,null,null,null,1.4999999999999999E-2,0,0]
[null,1.6E-2,0,0,15.725002280509894,33.681423947481854,null,null,null,null,null,null,null,null,null,null,null,1.6E-2,0,0]
[null,1.7000000000000001E-2,0,0,16.704386927089892,35.770749101863835,null,null,null,null,null,null,null,null,null,null,null,1.7000000000000001E-2,0,0]
[null,1.8000000000000002E-2,0,0,17.683369273479318,37.858229500579817,null,null,null,null,null,null,null,null,null,null,null,1.8000000000000002E-2,0,0]
[null,1.9E-2,0,0,18.66194948493035,39.943866772444473,null,null,null,null,null,null,null,null,null,null,null,1.9E-2,0,0]
[null,0.02,0,0,19.640127726627281,42.027662544834321,null,null,null,null,null,null,null,null,null,null,null,0.02,0,0]
[null,2.1000000000000001E-2,0,0,20.617904163686553,44.109618443689001,null,null,null,null,null,null,null,null,null,null,null,2.1000000000000001E-2,0,0]
[null,2.1999999999999999E-2,0,0,21.595278961156783,46.18973609351255,null,null,null,null,null,null,null,null,null,null,null,2.1999999999999999E-2,0,0]
[null,2.3E-2,0,0,22.572252284018791,48.268017117374626,null,null,null,null,null,null,null,null,null,null,null,2.3E-2,0,0]
[null,2.4E-2,0,0,23.548824297185636,50.344463136911862,null,null,null,null,null,null,null,null,null,null,null,2.4E-2,0,0]
[null,2.5000000000000001E-2,0,0,24.524995165502627,52.41907577232903,null,null,null,null,null,null,null,null,null,null,null,2.5000000000000001E-2,0,0]
[null,2.6000000000000002E-2,0,0,25.500765053747358,54.491856642400393,null,null,null,null,null,null,null,null,null,null,null,2.6000000000000002E-2,0,0]
[null,2.7E-2,0,0,26.476134126629741,56.562807364470892,null,null,null,null,null,null,null,null,null,null,null,2.7E-2,0,0]
[null,2.8000000000000001E-2,0,0,27.451102548792033,58.631929554457457,null,null,null,null,null,null,null,null,null,null,null,2.8000000000000001E-2,0,0]
[null,2.9000000000000001E-2,0,0,28.425670484808865,60.699224826850269,null,null,null,null,null,null,null,null,null,null,null,2.9000000000000001E-2,0,0]
[null,0.03,0,0,29.399838099187249,62.764694794713996,null,null,null,null,null,null,null,null,null,null,null,0.03,0,0]
[null,3.1E-2,0,0,30.373605556366645,64.828341069689046,null,null,null,null,null,null,null,null,null,null,null,3.1E-2,0,0]
[null,3.2000000000000001E-2,0,0,31.346973020718945,66.890165261992848,null,null,null,null,null,null,null,null,null,null,null,3.2000000000000001E-2,0,0]
[null,3.3000000000000002E-2,0,0,32.319940656548539,68.95016898042114,null,null,null,null,null,null,null,null,null,null,null,3.3000000000000002E-2,0,0]
[null,3.4000000000000002E-2,0,0,33.292508628092321,71.008353832349101,null,null,null,null,null,null,null,null,null,null,null,3.4000000000000002E-2,0,0]
[null,3.5000000000000003E-2,0,0,34.264677099519716,73.064721423732777,null,null,null,null,null,null,null,null,null,null,null,3.5000000000000003E-2,0,0]
[null,3.6000000000000004E-2,0,0,35.236446234932721,75.119273359110196,null,null,null,null,null,null,null,null,null,null,null,3.6000000000000004E-2,0,0]
[null,3.6999999999999998E-2,0,0,36.207816198365911,77.172011241602661,null,null,null,null,null,null,null,null,null,null,null,3.6999999999999998E-2,0,0]
[null,3.7999999999999999E-2,0,0,37.178787153786502,79.222936672916063,null,null,null,null,null,null,null,null,null,null,null,3.7999999999999999E-2,0,0]
[null,3.9E-2,0,0,38.149359265094347,81.272051253342028,null,null,null,null,null,null,null,null,null,null,null,3.9E-2,0,0]
[null,0.04,0,0,39.119532696121972,83.319356581759209,null,null,null,null,null,null,null,null,null,null,null,0.04,0,0]
[null,4.1000000000000002E-2,0,0,40.089307610634599,85.364854255634611,null,null,null,null,null,null,null,null,null,null,null,4.1000000000000002E-2,0,0]
[null,4.2000000000000003E-2,0,0,41.05868417233021,87.408545871024657,null,null,null,null,null,null,null,null,null,null,null,4.2000000000000003E-2,0,0]
[null,4.3000000000000003E-2,0,0,42.027662544839508,89.450433022576661,null,null,null,null,null,null,null,null,null,null,null,4.3000000000000003E-2,0,0]
[null,4.3999999999999997E-2,0,0,42.996242891725998,91.490517303529884,null,null,null,null,null,null,null,null,null,null,null,4.3999999999999997E-2,0,0]
[null,4.4999999999999998E-2,0,0,43.964425376486005,93.5288003057168,null,null,null,null,null,null,null,null,null,null,null,4.4999999999999998E-2,0,0]
[null,4.5999999999999999E-2,0,0,44.932210162548685,95.565283619564525,null,null,null,null,null,null,null,null,null,null,null,4.5999999999999999E-2,0,0]
[null,4.7E-2,0,0,45.899597413276055,97.59996883409579,null,null,null,null,null,null,null,null,null,null,null,4.7E-2,0,0]
[null,4.8000000000000001E-2,0,0,46.866587291963064,99.632857536930373,null,null,null,null,null,null,null,null,null,null,null,4.8000000000000001E-2,0,0]
[null,4.9000000000000002E-2,0,0,47.833179961837523,101.66395131428625,null,null,null,null,null,null,null,null,null,null,null,4.9000000000000002E-2,0,0]
[null,0.05,0,0,48.799375586060265,103.69325175098086,null,null,null,null,null,null,null,null,null,null,null,0.05,0,0]
[null,5.1000000000000004E-2,0,0,49.765174327725056,105.72076043043234,null,null,null,null,null,null,null,null,null,null,null,5.1000000000000004E-2,0,0]
[null,5.2000000000000005E-2,0,0,50.730576349858673,107.74647893466077,null,null,null,null,null,null,null,null,null,null,null,5.2000000000000005E-2,0,0]
[null,5.2999999999999999E-2,0,0,51.695581815420937,109.77040884428936,null,null,null,null,null,null,null,null,null,null,null,5.2999999999999999E-2,0,0]
[null,5.3999999999999999E-2,0,0,52.660190887304736,111.7925517385458,null,null,null,null,null,null,null,null,null,null,null,5.3999999999999999E-2,0,0]
[null,5.5E-2,0,0,53.624403728336027,113.8129091952633,null,null,null,null,null,null,null,null,null,null,null,5.5E-2,0,0]
[null,5.6000000000000001E-2,0,0,54.588220501273895,115.83148279088201,null,null,null,null,null,null,null,null,null,null,null,5.6000000000000001E-2,0,0]
[null,5.7000000000000002E-2,0,0,55.551641368810579,117.84827410045015,null,null,null,null,null,null,null,null,null,null,null,5.7000000000000002E-2,0,0]
[null,5.8000000000000003E-2,0,0,56.514666493571447,119.86328469762528,null,null,null,null,null,null,null,null,null,null,null,5.8000000000000003E-2,0,0]
[null,5.9000000000000004E-2,0,0,57.477296038115128,121.87651615467547,null,null,null,null,null,null,null,null,null,null,null,5.9000000000000004E-2,0,0]
[null,0.06,0,0,58.43953016493343,123.88797004248059,null,null,null,null,null,null,null,null,null,null,null,0.06,0,0]
[null,6.0999999999999999E-2,0,0,59.401369036451435,125.89764793053351,null,null,null,null,null,null,null,null,null,null,null,6.0999999999999999E-2,0,0]
[null,6.2E-2,0,0,60.362812815027489,127.90555138694137,null,null,null,null,null,null,null,null,null,null,null,6.2E-2,0,0]
[null,6.3E-2,0,0,61.32386166295327,129.91168197842669,null,null,null,null,null,null,null,null,null,null,null,6.3E-2,0,0]
[null,6.4000000000000001E-2,0,0,62.28451574245377,131.91604127032866,null,null,null,null,null,null,null,null,null,null,null,6.4000000000000001E-2,0,0]
[null,6.5000000000000002E-2,0,0,63.244775215687369,133.91863082660444,null,null,null,null,null,null,null,null,null,null,null,{"$f":"B74","v":6.5000000000000002E-2},{"$f":"C74","v":0},{"$f":"D74","v":0}]
[null,6.6000000000000003E-2,0,0,64.204640244745818,135.91945220983027,null,null,null,null,null,null,null,null,null,null,null,6.6000000000000003E-2,0,0]
[null,6.7000000000000004E-2,0,0,65.164110991654269,137.91850698120265,null,null,null,null,null,null,null,null,null,null,null,6.7000000000000004E-2,0,0]
[null,6.8000000000000005E-2,0,0,66.123187618371361,139.91579670053977,null,null,null,null,null,null,null,null,null,null,null,6.8000000000000005E-2,0,0]
[null,6.9000000000000006E-2,0,0,67.081870286789197,141.91132292628248,null,null,null,null,null,null,null,null,null,null,null,6.9000000000000006E-2,0,0]
[null,7.0000000000000007E-2,0,0,68.040159158733331,143.9050872154956,null,null,null,null,null,null,null,null,null,null,null,7.0000000000000007E-2,0,0]
[null,7.1000000000000008E-2,0,0,68.99805439596291,145.8970911238693,null,null,null,null,null,null,null,null,null,null,null,7.1000000000000008E-2,0,0]
[null,7.2000000000000008E-2,0,0,69.955556160170602,147.88733620572,null,null,null,null,null,null,null,null,null,null,null,7.2000000000000008E-2,0,0]
[null,7.2999999999999995E-2,0,0,70.912664612982653,149.87582401399183,null,null,null,null,null,null,null,null,null,null,null,7.2999999999999995E-2,0,0]
[null,7.3999999999999996E-2,0,0,71.869379915958916,151.86255610025776,null,null,null,null,null,null,null,null,null,null,null,7.3999999999999996E-2,0,0]
[null,7.4999999999999997E-2,0,0,72.82570223059291,153.84753401472071,null,null,null,null,null,null,null,null,null,null,null,7.4999999999999997E-2,0,0]
[null,7.5999999999999998E-2,0,0,73.7816317183118,155.83075930621501,null,null,null,null,null,null,null,null,null,null,null,7.5999999999999998E-2,0,0]
[null,7.6999999999999999E-2,0,0,74.737168540476418,157.81223352220738,null,null,null,null,null,null,null,null,null,null,null,7.6999999999999999E-2,0,0]
[null,7.8E-2,0,0,75.692312858381356,159.79195820879818,null,null,null,null,null,null,null,null,null,null,null,7.8E-2,0,0]
[null,7.9000000000000001E-2,0,0,76.647064833254916,161.76993491072272,null,null,null,null,null,null,null,null,null,null,null,7.9000000000000001E-2,0,0]
[null,0.08,0,0,77.601424626259202,163.74616517135235,null,null,null,null,null,null,null,null,null,null,null,0.08,0,0]
[null,8.1000000000000003E-2,0,0,78.555392398490113,165.72065053269574,null,null,null,null,null,null,null,null,null,null,null,8.1000000000000003E-2,0,0]
[null,8.2000000000000003E-2,0,0,79.508968310977338,167.69339253540005,null,null,null,null,null,null,null,null,null,null,null,8.2000000000000003E-2,0,0]
[null,8.3000000000000004E-2,0,0,80.462152524684456,169.66439271875208,null,null,null,null,null,null,null,null,null,null,null,8.3000000000000004E-2,0,0]
[null,8.4000000000000005E-2,0,0,81.414945200508924,171.63365262067964,null,null,null,null,null,null,null,null,null,null,null,8.4000000000000005E-2,0,0]
[null,8.5000000000000006E-2,0,0,82.367346499282107,173.60117377775251,null,null,null,null,null,null,null,null,null,null,null,8.5000000000000006E-2,0,0]
[null,8.6000000000000007E-2,0,0,83.319356581769298,175.56695772518387,null,null,null,null,null,null,null,null,null,null,null,8.6000000000000007E-2,0,0]
[null,8.7000000000000008E-2,0,0,84.27097560866973,177.53100599683128,null,null,null,null,null,null,null,null,null,null,null,8.7000000000000008E-2,0,0]
[null,8.7999999999999995E-2,0,0,85.222203740616678,179.49332012519815,null,null,null,null,null,null,null,null,null,null,null,8.7999999999999995E-2,0,0]
[null,8.8999999999999996E-2,0,0,86.17304113817741,181.45390164143464,null,null,null,null,null,null,null,null,null,null,null,8.8999999999999996E-2,0,0]
[null,0.09,0,0,87.123487961853229,183.41275207533911,null,null,null,null,null,null,null,null,null,null,null,0.09,0,0]
[null,9.0999999999999998E-2,0,0,88.073544372079496,185.369872955359,null,null,null,null,null,null,null,null,null,null,null,9.0999999999999998E-2,0,0]
[null,9.1999999999999998E-2,0,0,89.023210529225722,187.32526580859241,null,null,null,null,null,null,null,null,null,null,null,9.1999999999999998E-2,0,0]
[null,9.2999999999999999E-2,0,0,89.972486593595519,189.27893216078903,null,null,null,null,null,null,null,null,null,null,null,9.2999999999999999E-2,0,0]
[null,9.4E-2,0,0,90.921372725426593,191.2308735363514,null,null,null,null,null,null,null,null,null,null,null,9.4E-2,0,0]
[null,9.5000000000000001E-2,0,0,91.869869084890908,193.18109145833606,null,null,null,null,null,null,null,null,null,null,null,9.5000000000000001E-2,0,0]
[null,9.6000000000000002E-2,0,0,92.817975832094604,195.1295874484548,null,null,null,null,null,null,null,null,null,null,null,9.6000000000000002E-2,0,0]
[null,9.7000000000000003E-2,0,0,93.76569312707808,197.07636302707596,null,null,null,null,null,null,null,null,null,null,null,9.7000000000000003E-2,0,0]
[null,9.8000000000000004E-2,0,0,94.713021129815928,199.02141971322524,null,null,null,null,null,null,null,null,null,null,null,9.8000000000000004E-2,0,0]
[null,9.9000000000000005E-2,0,0,95.659960000217083,200.96475902458727,null,null,null,null,null,null,null,null,null,null,null,9.9000000000000005E-2,0,0]
[null,0.1,0,0,96.606509898124813,202.90638247750667,null,null,null,null,null,null,null,null,null,null,null,0.1,0,0]
[null,0.10100000000000001,0,0,97.552670983316659,204.84629158698914,null,null,null,null,null,null,null,null,null,null,null,0.10100000000000001,0,0]
[null,0.10200000000000001,0,0,98.498443415504596,206.78448786670276,null,null,null,null,null,null,null,null,null,null,null,0.10200000000000001,0,0]
[null,0.10300000000000001,0,0,99.443827354334957,208.72097282897911,null,null,null,null,null,null,null,null,null,null,null,0.10300000000000001,0,0]
[null,0.10400000000000001,0,0,100.38882295938851,210.65574798481447,null,null,null,null,null,null,null,null,null,null,null,0.10400000000000001,0,0]
[null,0.105,0,0,101.33343039018045,212.58881484387101,null,null,null,null,null,null,null,null,null,null,null,0.105,0,0]
[null,0.106,0,0,102.27764980616051,214.52017491447793,null,null,null,null,null,null,null,null,null,null,null,0.106,0,0]
[null,0.107,0,0,103.22148136671288,216.44982970363264,null,null,null,null,null,null,null,null,null,null,null,0.107,0,0]
[null,0.108,0,0,104.16492523115623,218.37778071700205,null,null,null,null,null,null,null,null,null,null,null,0.108,0,0]
[null,0.109,0,0,105.1079815587439,220.30402945892357,null,null,null,null,null,null,null,null,null,null,null,0.109,0,0]
[null,0.11,0,0,106.05065050866372,222.22857743240633,null,null,null,null,null,null,null,null,null,null,null,0.11,0,0]
[null,0.111,0,0,106.99293224003819,224.1514261391325,null,null,null,null,null,null,null,null,null,null,null,0.111,0,0]
[null,0.112,0,0,107.9348269119244,226.07257707945831,null,null,null,null,null,null,null,null,null,null,null,0.112,0,0]
[null,0.113,0,0,108.87633468331414,227.99203175241522,null,null,null,null,null,null,null,null,null,null,null,0.113,0,0]
[null,0.114,0,0,109.81745571313388,229.90979165571113,null,null,null,null,null,null,null,null,null,null,null,0.114,0,0]
[null,0.115,0,0,110.75819016024482,231.82585828573161,null,null,null,null,null,null,null,null,null,null,null,0.115,0,0]
[null,0.11600000000000001,0,0,111.69853818344286,233.74023313754097,null,null,null,null,null,null,null,null,null,null,null,0.11600000000000001,0,0]
[null,0.11700000000000001,0,0,112.63849994145872,235.65291770488338,null,null,null,null,null,null,null,null,null,null,null,0.11700000000000001,0,0]
[null,0.11800000000000001,0,0,113.5780755929579,237.56391348018431,null,null,null,null,null,null,null,null,null,null,null,0.11800000000000001,0,0]
[null,0.11900000000000001,0,0,114.51726529654076,239.47322195455135,null,null,null,null,null,null,null,null,null,null,null,0.11900000000000001,0,0]
[null,0.12,0,0,115.45606921074241,241.38084461777558,null,null,null,null,null,null,null,null,null,null,null,0.12,0,0]
[null,0.121,0,0,116.39448749403296,243.28678295833265,null,null,null,null,null,null,null,null,null,null,null,0.121,0,0]
[null,0.122,0,0,117.33252030481736,245.19103846338399,null,null,null,null,null,null,null,null,null,null,null,0.122,0,0]
[null,0.123,0,0,118.27016780143549,247.09361261877794,null,null,null,null,null,null,null,null,null,null,null,0.123,0,0]
[null,0.124,0,0,119.20743014216224,248.99450690905098,null,null,null,null,null,null,null,null,null,null,null,0.124,0,0]
[null,0.125,0,0,120.14430748520743,250.89372281742877,null,null,null,null,null,null,null,null,null,null,null,0.125,0,0]
[null,0.126,0,0,121.0807999887159,252.79126182582732,null,null,null,null,null,null,null,null,null,null,null,0.126,0,0]
[null,0.127,0,0,122.01690781076753,254.68712541485431,null,null,null,null,null,null,null,null,null,null,null,0.127,0,0]
[null,0.128,0,0,122.95263110937734,256.58131506381,null,null,null,null,null,null,null,null,null,null,null,0.128,0,0]
[null,0.129,0,0,123.88797004249533,258.47383225068864,null,null,null,null,null,null,null,null,null,null,null,{"$f":"B138","v":0.129},{"$f":"C138","v":0},{"$f":"D138","v":0}]
[null,0.13,0,0,124.82292476800667,260.36467845217936,null,null,null,null,null,null,null,null,null,null,null,0.13,0,0]
[null,0.13100000000000001,0,0,125.75749544373168,262.25385514366764,null,null,null,null,null,null,null,null,null,null,null,0.13100000000000001,0,0]
[null,0.13200000000000001,0,0,126.69168222742587,264.1413637992361,null,null,null,null,null,null,null,null,null,null,null,0.13200000000000001,0,0]
[null,0.13300000000000001,0,0,127.62548527677993,266.0272058916658,null,null,null,null,null,null,null,null,null,null,null,0.13300000000000001,0,0]
[null,0.13400000000000001,0,0,128.55890474941972,267.9113828924377,null,null,null,null,null,null,null,null,null,null,null,0.13400000000000001,0,0]
[null,0.13500000000000001,0,0,129.49194080290644,269.79389627173322,null,null,null,null,null,null,null,null,null,null,null,0.13500000000000001,0,0]
[null,0.13600000000000001,0,0,130.42459359473654,271.67474749843575,null,null,null,null,null,null,null,null,null,null,null,0.13600000000000001,0,0]
[null,0.13700000000000001,0,0,131.35686328234175,273.55393804013192,null,null,null,null,null,null,null,null,null,null,null,0.13700000000000001,0,0]
[null,0.13800000000000001,0,0,132.28875002308916,275.43146936311251,null,null,null,null,null,null,null,null,null,null,null,0.13800000000000001,0,0]
[null,0.13900000000000001,0,0,133.22025397428121,277.30734293237344,null,null,null,null,null,null,null,null,null,null,null,0.13900000000000001,0,0]
[null,0.14000000000000001,0,0,134.15137529315572,279.1815602116173,null,null,null,null,null,null,null,null,null,null,null,0.14000000000000001,0,0]
[null,0.14100000000000001,0,0,135.08211413688593,281.0541226632543,null,null,null,null,null,null,null,null,null,null,null,0.14100000000000001,0,0]
[null,0.14200000000000002,0,0,136.01247066258051,282.92503174840334,null,null,null,null,null,null,null,null,null,null,null,0.14200000000000002,0,0]
[null,0.14300000000000002,0,0,136.94244502728358,284.79428892689339,null,null,null,null,null,null,null,null,null,null,null,0.14300000000000002,0,0]
[null,0.14400000000000002,0,0,137.87203738797481,286.66189565726432,null,null,null,null,null,null,null,null,null,null,null,0.14400000000000002,0,0]
[null,0.14499999999999999,0,0,138.80124790156933,288.52785339676831,null,null,null,null,null,null,null,null,null,null,null,0.14499999999999999,0,0]
[null,0.14599999999999999,0,0,139.73007672491784,290.39216360137078,null,null,null,null,null,null,null,null,null,null,null,0.14599999999999999,0,0]
[null,0.14699999999999999,0,0,140.6585240148066,292.25482772575162,null,null,null,null,null,null,null,null,null,null,null,0.14699999999999999,0,0]
[null,0.14799999999999999,0,0,141.58658992795742,294.11584722330645,null,null,null,null,null,null,null,null,null,null,null,0.14799999999999999,0,0]
[null,0.14899999999999999,0,0,142.51427462102785,295.97522354614739,null,null,null,null,null,null,null,null,null,null,null,0.14899999999999999,0,0]
[null,0.15,0,0,143.44157825061103,297.83295814510461,null,null,null,null,null,null,null,null,null,null,null,0.15,0,0]
[null,0.151,0,0,144.36850097323574,299.6890524697273,null,null,null,null,null,null,null,null,null,null,null,0.151,0,0]
[null,0.152,0,0,145.29504294536645,301.54350796828459,null,null,null,null,null,null,null,null,null,null,null,0.152,0,0]
[null,0.153,0,0,146.22120432340353,303.39632608776708,null,null,null,null,null,null,null,null,null,null,null,0.153,0,0]
[null,0.154,0,0,147.14698526368281,305.2475082738876,null,null,null,null,null,null,null,null,null,null,null,0.154,0,0]
[null,0.155,0,0,148.0723859224762,307.09705597108263,null,null,null,null,null,null,null,null,null,null,null,0.155,0,0]
[null,0.156,0,0,148.99740645599124,308.94497062251315,null,null,null,null,null,null,null,null,null,null,null,0.156,0,0]
[null,0.157,0,0,149.92204702037131,310.79125367006611,null,null,null,null,null,null,null,null,null,null,null,0.157,0,0]
[null,0.158,0,0,150.84630777169582,312.63590655435519,null,null,null,null,null,null,null,null,null,null,null,0.158,0,0]
[null,0.159,0,0,151.7701888659798,314.47893071472208,null,null,null,null,null,null,null,null,null,null,null,0.159,0,0]
[null,0.16,0,0,152.69369045917446,316.32032758923765,null,null,null,null,null,null,null,null,null,null,null,0.16,0,0]
[null,0.161,0,0,153.61681270716676,318.16009861470326,null,null,null,null,null,null,null,null,null,null,null,0.161,0,0]
[null,0.16200000000000001,0,0,154.53955576577971,319.99824522665119,null,null,null,null,null,null,null,null,null,null,null,0.16200000000000001,0,0]
[null,0.16300000000000001,0,0,155.46191979077227,321.83476885934664,null,null,null,null,null,null,null,null,null,null,null,0.16300000000000001,0,0]
[null,0.16400000000000001,0,0,156.38390493783945,323.6696709457882,null,null,null,null,null,null,null,null,null,null,null,0.16400000000000001,0,0]
[null,0.16500000000000001,0,0,157.30551136261235,325.50295291770937,null,null,null,null,null,null,null,null,null,null,null,0.16500000000000001,0,0]
[null,0.16600000000000001,0,0,158.22673922065803,327.33461620557938,null,null,null,null,null,null,null,null,null,null,null,0.16600000000000001,0,0]
[null,0.16700000000000001,0,0,159.14758866747977,329.16466223860442,null,null,null,null,null,null,null,null,null,null,null,0.16700000000000001,0,0]
[null,0.16800000000000001,0,0,160.06805985851685,330.99309244472897,null,null,null,null,null,null,null,null,null,null,null,0.16800000000000001,0,0]
[null,0.16900000000000001,0,0,160.98815294914485,332.8199082506365,null,null,null,null,null,null,null,null,null,null,null,0.16900000000000001,0,0]
[null,0.17,0,0,161.90786809467531,334.64511108175088,null,null,null,null,null,null,null,null,null,null,null,0.17,0,0]
[null,0.17100000000000001,0,0,162.82720545035625,336.46870236223748,null,null,null,null,null,null,null,null,null,null,null,0.17100000000000001,0,0]
[null,0.17200000000000001,0,0,163.74616517137167,338.29068351500405,null,null,null,null,null,null,null,null,null,null,null,0.17200000000000001,0,0]
[null,0.17300000000000001,0,0,164.66474741284199,340.11105596170211,null,null,null,null,null,null,null,null,null,null,null,0.17300000000000001,0,0]
[null,0.17400000000000002,0,0,165.58295232982383,341.92982112272796,null,null,null,null,null,null,null,null,null,null,null,0.17400000000000002,0,0]
[null,0.17500000000000002,0,0,166.50078007731011,343.74698041722371,null,null,null,null,null,null,null,null,null,null,null,0.17500000000000002,0,0]
[null,0.17599999999999999,0,0,167.41823081023017,345.56253526307842,null,null,null,null,null,null,null,null,null,null,null,0.17599999999999999,0,0]
[null,0.17699999999999999,0,0,168.33530468344958,347.37648707692938,null,null,null,null,null,null,null,null,null,null,null,0.17699999999999999,0,0]
[null,0.17799999999999999,0,0,169.25200185177042,349.18883727416289,null,null,null,null,null,null,null,null,null,null,null,0.17799999999999999,0,0]
[null,0.17899999999999999,0,0,170.1683224699311,350.99958726891566,null,null,null,null,null,null,null,null,null,null,null,0.17899999999999999,0,0]
[null,0.18,0,0,171.08426669260658,352.80873847407577,null,null,null,null,null,null,null,null,null,null,null,0.18,0,0]
[null,0.18099999999999999,0,0,171.99983467440808,354.61629230128375,null,null,null,null,null,null,null,null,null,null,null,0.18099999999999999,0,0]
[null,0.182,0,0,172.91502656988348,356.42225016093386,null,null,null,null,null,null,null,null,null,null,null,0.182,0,0]
[null,0.183,0,0,173.82984253351719,358.2266134621749,null,null,null,null,null,null,null,null,null,null,null,0.183,0,0]
[null,0.184,0,0,174.74428271973002,360.02938361291154,null,null,null,null,null,null,null,null,null,null,null,0.184,0,0]
[null,0.185,0,0,175.65834728287948,361.83056201980537,null,null,null,null,null,null,null,null,null,null,null,0.185,0,0]
[null,0.186,0,0,176.57203637725962,363.63015008827608,null,null,null,null,null,null,null,null,null,null,null,0.186,0,0]
[null,0.187,0,0,177.4853501571011,365.42814922250221,null,null,null,null,null,null,null,null,null,null,null,0.187,0,0]
[null,0.188,0,0,178.39828877657126,367.22456082542266,null,null,null,null,null,null,null,null,null,null,null,0.188,0,0]
[null,0.189,0,0,179.31085238977408,369.01938629873763,null,null,null,null,null,null,null,null,null,null,null,0.189,0,0]
[null,0.19,0,0,180.2230411507503,370.81262704290958,null,null,null,null,null,null,null,null,null,null,null,0.19,0,0]
[null,0.191,0,0,181.13485521347729,372.6042844571644,null,null,null,null,null,null,null,null,null,null,null,0.191,0,0]
[null,0.192,0,0,182.04629473186921,374.39435993949286,null,null,null,null,null,null,null,null,null,null,null,0.192,0,0]
[null,0.193,0,0,182.95735985977706,376.182854886651,null,null,null,null,null,null,null,null,null,null,null,{"$f":"B202","v":0.193},{"$f":"C202","v":0},{"$f":"D202","v":0}]
[null,0.19400000000000001,0,0,183.86805075098854,377.96977069416187,null,null,null,null,null,null,null,null,null,null,null,0.19400000000000001,0,0]
[null,0.19500000000000001,0,0,184.77836755922834,379.75510875631625,null,null,null,null,null,null,null,null,null,null,null,0.19500000000000001,0,0]
[null,0.19600000000000001,0,0,185.6883104381578,381.53887046617382,null,null,null,null,null,null,null,null,null,null,null,0.19600000000000001,0,0]
[null,0.19700000000000001,0,0,186.59787954137522,383.32105721556428,null,null,null,null,null,null,null,null,null,null,null,0.19700000000000001,0,0]
[null,0.19800000000000001,0,0,187.50707502241585,385.10167039508849,null,null,null,null,null,null,null,null,null,null,null,0.19800000000000001,0,0]
[null,0.19900000000000001,0,0,188.41589703475185,386.88071139411937,null,null,null,null,null,null,null,null,null,null,null,0.19900000000000001,0,0]
[null,0.2,0,0,189.32434573179239,388.65818160080323,null,null,null,null,null,null,null,null,null,null,null,0.2,0,0]
[null,0.20100000000000001,0,0,190.23242126688348,390.43408240206065,null,null,null,null,null,null,null,null,null,null,null,0.20100000000000001,0,0]
[null,0.20200000000000001,0,0,191.14012379330825,392.20841518358759,null,null,null,null,null,null,null,null,null,null,null,0.20200000000000001,0,0]
[null,0.20300000000000001,0,0,192.04745346428692,393.98118132985655,null,null,null,null,null,null,null,null,null,null,null,0.20300000000000001,0,0]
[null,0.20400000000000001,0,0,192.9544104329766,395.75238222411775,null,null,null,null,null,null,null,null,null,null,null,0.20400000000000001,0,0]
[null,0.20500000000000002,0,0,193.86099485247163,397.5220192484,null,null,null,null,null,null,null,null,null,null,null,0.20500000000000002,0,0]
[null,0.20600000000000002,0,0,194.76720687580337,399.29009378351179,null,null,null,null,null,null,null,null,null,null,null,0.20600000000000002,0,0]
[null,0.20700000000000002,0,0,195.67304665594048,401.05660720904245,null,null,null,null,null,null,null,null,null,null,null,0.20700000000000002,0,0]
[null,0.20800000000000002,0,0,196.57851434578856,402.82156090336321,null,null,null,null,null,null,null,null,null,null,null,0.20800000000000002,0,0]
[null,0.20899999999999999,0,0,197.48361009819055,404.58495624362837,null,null,null,null,null,null,null,null,null,null,null,0.20899999999999999,0,0]
[null,0.21,0,0,198.38833406592661,406.34679460577627,null,null,null,null,null,null,null,null,null,null,null,0.21,0,0]
[null,0.21099999999999999,0,0,199.29268640171406,408.1070773645302,null,null,null,null,null,null,null,null,null,null,null,0.21099999999999999,0,0]
[null,0.21199999999999999,0,0,200.19666725820753,409.86580589339985,null,null,null,null,null,null,null,null,null,null,null,0.21199999999999999,0,0]
[null,0.21299999999999999,0,0,201.10027678799895,411.62298156468205,null,null,null,null,null,null,null,null,null,null,null,0.21299999999999999,0,0]
[null,0.214,0,0,202.00351514361762,413.37860574946205,null,null,null,null,null,null,null,null,null,null,null,0.214,0,0]
[null,0.215,0,0,202.90638247753009,415.13267981761442,null,null,null,null,null,null,null,null,null,null,null,0.215,0,0]
[null,0.216,0,0,203.8088789421403,416.88520513780441,null,null,null,null,null,null,null,null,null,null,null,0.216,0,0]
[null,0.217,0,0,204.71100468978969,418.63618307748845,null,null,null,null,null,null,null,null,null,null,null,0.217,0,0]
[null,0.218,0,0,205.61275987275695,420.38561500291604,null,null,null,null,null,null,null,null,null,null,null,0.218,0,0]
[null,0.219,0,0,206.51414464325836,422.13350227912991,null,null,null,null,null,null,null,null,null,null,null,0.219,0,0]
[null,0.22,0,0,207.41515915344769,423.87984626996797,null,null,null,null,null,null,null,null,null,null,null,0.22,0,0]
[null,0.221,0,0,208.31580355541604,425.62464833806342,null,null,null,null,null,null,null,null,null,null,null,0.221,0,0]
[null,0.222,0,0,209.21607800119219,427.36790984484696,null,null,null,null,null,null,null,null,null,null,null,0.222,0,0]
[null,0.223,0,0,210.11598264274241,429.1096321505467,null,null,null,null,null,null,null,null,null,null,null,0.223,0,0]
[null,0.224,0,0,211.01551763197057,430.84981661419005,null,null,null,null,null,null,null,null,null,null,null,0.224,0,0]
[null,0.22500000000000001,0,0,211.91468312071814,432.58846459360421,null,null,null,null,null,null,null,null,null,null,null,0.22500000000000001,0,0]
[null,0.22600000000000001,0,0,212.81347926076424,434.32557744541771,null,null,null,null,null,null,null,null,null,null,null,0.22600000000000001,0,0]
[null,0.22700000000000001,0,0,213.71190620382558,436.06115652506122,null,null,null,null,null,null,null,null,null,null,null,0.22700000000000001,0,0]
[null,0.22800000000000001,0,0,214.60996410155661,437.79520318676867,null,null,null,null,null,null,null,null,null,null,null,0.22800000000000001,0,0]
[null,0.22900000000000001,0,0,215.50765310554945,439.52771878357805,null,null,null,null,null,null,null,null,null,null,null,0.22900000000000001,0,0]
[null,0.23,0,0,216.40497336733392,441.25870466733306,null,null,null,null,null,null,null,null,null,null,null,0.23,0,0]
[null,0.23100000000000001,0,0,217.30192503837776,442.98816218868353,null,null,null,null,null,null,null,null,null,null,null,0.23100000000000001,0,0]
[null,0.23200000000000001,0,0,218.19850827008628,444.71609269708676,null,null,null,null,null,null,null,null,null,null,null,0.23200000000000001,0,0]
[null,0.23300000000000001,0,0,219.09472321380267,446.4424975408088,null,null,null,null,null,null,null,null,null,null,null,0.23300000000000001,0,0]
[null,0.23400000000000001,0,0,219.99057002080801,448.16737806692481,null,null,null,null,null,null,null,null,null,null,null,0.23400000000000001,0,0]
[null,0.23500000000000001,0,0,220.88604884232117,449.89073562132103,null,null,null,null,null,null,null,null,null,null,null,0.23500000000000001,0,0]
[null,0.23600000000000002,0,0,221.78115982949902,451.61257154869503,null,null,null,null,null,null,null,null,null,null,null,0.23600000000000002,0,0]
[null,0.23700000000000002,0,0,222.67590313343621,453.33288719255722,null,null,null,null,null,null,null,null,null,null,null,0.23700000000000002,0,0]
[null,0.23800000000000002,0,0,223.57027890516525,455.05168389523186,null,null,null,null,null,null,null,null,null,null,null,0.23800000000000002,0,0]
[null,0.23900000000000002,0,0,224.4642872956569,456.76896299785784,null,null,null,null,null,null,null,null,null,null,null,0.23900000000000002,0,0]
[null,0.24,0,0,225.35792845581963,458.48472584038996,null,null,null,null,null,null,null,null,null,null,null,0.24,0,0]
[null,0.24099999999999999,0,0,226.2512025365001,460.19897376159997,null,null,null,null,null,null,null,null,null,null,null,0.24099999999999999,0,0]
[null,0.24199999999999999,0,0,227.14410968848287,461.91170809907743,null,null,null,null,null,null,null,null,null,null,null,0.24199999999999999,0,0]
[null,0.24299999999999999,0,0,228.03665006249071,463.62293018923106,null,null,null,null,null,null,null,null,null,null,null,0.24299999999999999,0,0]
[null,0.24399999999999999,0,0,228.92882380918428,465.3326413672894,null,null,null,null,null,null,null,null,null,null,null,0.24399999999999999,0,0]
[null,0.245,0,0,229.82063107916258,467.04084296730224,null,null,null,null,null,null,null,null,null,null,null,0.245,0,0]
[null,0.246,0,0,230.71207202296253,468.74753632214151,null,null,null,null,null,null,null,null,null,null,null,0.246,0,0]
[null,0.247,0,0,231.6031467910594,470.45272276350198,null,null,null,null,null,null,null,null,null,null,null,0.247,0,0]
[null,0.248,0,0,232.49385553386651,472.156403621903,null,null,null,null,null,null,null,null,null,null,null,0.248,0,0]
[null,0.249,0,0,233.38419840173555,473.85858022668901,null,null,null,null,null,null,null,null,null,null,null,0.249,0,0]
[null,0.25,0,0,234.27417554495625,475.55925390603056,null,null,null,null,null,null,null,null,null,null,null,0.25,0,0]
[null,0.251,0,0,235.16378711375674,477.25842598692554,null,null,null,null,null,null,null,null,null,null,null,0.251,0,0]
[null,0.252,0,0,236.05303325830343,478.95609779520049,null,null,null,null,null,null,null,null,null,null,null,0.252,0,0]
[null,0.253,0,0,236.94191412870106,480.6522706555109,null,null,null,null,null,null,null,null,null,null,null,0.253,0,0]
[null,0.254,0,0,237.83042987499263,482.3469458913429,null,null,null,null,null,null,null,null,null,null,null,0.254,0,0]
[null,0.255,0,0,238.71858064715957,484.040124825014,null,null,null,null,null,null,null,null,null,null,null,0.255,0,0]
[null,0.25600000000000001,0,0,239.6063665951217,485.73180877767413,null,null,null,null,null,null,null,null,null,null,null,0.25600000000000001,0,0]
[null,0.25700000000000001,0,0,240.49378786873726,487.42199906930688,null,null,null,null,null,null,null,null,null,null,null,{"$f":"B266","v":0.25700000000000001},{"$f":"C266","v":0},{"$f":"D266","v":0}]
[null,0.25800000000000001,0,0,241.38084461780286,489.11069701873015,null,null,null,null,null,null,null,null,null,null,null,0.25800000000000001,0,0]
[null,0.25900000000000001,0,0,242.26753699205369,490.79790394359765,null,null,null,null,null,null,null,null,null,null,null,0.25900000000000001,0,0]
[null,0.26,0,0,243.15386514116338,492.48362116039937,null,null,null,null,null,null,null,null,null,null,null,0.26,0,0]
[null,0.26100000000000001,0,0,244.03982921474403,494.16784998446309,null,null,null,null,null,null,null,null,null,null,null,0.26100000000000001,0,0]
[null,0.26200000000000001,0,0,244.92542936234642,495.8505917299554,null,null,null,null,null,null,null,null,null,null,null,0.26200000000000001,0,0]
[null,0.26300000000000001,0,0,245.81066573345979,497.53184770988224,null,null,null,null,null,null,null,null,null,null,null,0.26300000000000001,0,0]
[null,0.26400000000000001,0,0,246.69553847751195,499.21161923609031,null,null,null,null,null,null,null,null,null,null,null,0.26400000000000001,0,0]
[null,0.26500000000000001,0,0,247.58004774386944,500.88990761926823,null,null,null,null,null,null,null,null,null,null,null,0.26500000000000001,0,0]
[null,0.26600000000000001,0,0,248.46419368183734,502.56671416894716,null,null,null,null,null,null,null,null,null,null,null,0.26600000000000001,0,0]
[null,0.26700000000000002,0,0,249.34797644065949,504.24204019350208,null,null,null,null,null,null,null,null,null,null,null,0.26700000000000002,0,0]
[null,0.26800000000000002,0,0,250.23139616951829,505.91588700015279,null,null,null,null,null,null,null,null,null,null,null,0.26800000000000002,0,0]
[null,0.26900000000000002,0,0,251.11445301753506,507.58825589496473,null,null,null,null,null,null,null,null,null,null,null,0.26900000000000002,0,0]
[null,0.27,0,0,251.99714713376966,509.25914818285031,null,null,null,null,null,null,null,null,null,null,null,0.27,0,0]
[null,0.27100000000000002,0,0,252.87947866722087,510.92856516756967,null,null,null,null,null,null,null,null,null,null,null,0.27100000000000002,0,0]
[null,0.27200000000000002,0,0,253.76144776682619,512.59650815173211,null,null,null,null,null,null,null,null,null,null,null,0.27200000000000002,0,0]
[null,0.27300000000000002,0,0,254.64305458146197,514.26297843679629,null,null,null,null,null,null,null,null,null,null,null,0.27300000000000002,0,0]
[null,0.27400000000000002,0,0,255.5242992599434,515.92797732307213,null,null,null,null,null,null,null,null,null,null,null,0.27400000000000002,0,0]
[null,0.27500000000000002,0,0,256.40518195102459,517.59150610972142,null,null,null,null,null,null,null,null,null,null,null,0.27500000000000002,0,0]
[null,0.27600000000000002,0,0,257.28570280339841,519.25356609475864,null,null,null,null,null,null,null,null,null,null,null,0.27600000000000002,0,0]
[null,0.27700000000000002,0,0,258.16586196569682,520.91415857505251,null,null,null,null,null,null,null,null,null,null,null,0.27700000000000002,0,0]
[null,0.27800000000000002,0,0,259.04565958649056,522.57328484632637,null,null,null,null,null,null,null,null,null,null,null,0.27800000000000002,0,0]
[null,0.27900000000000003,0,0,259.92509581428953,524.23094620315976,null,null,null,null,null,null,null,null,null,null,null,0.27900000000000003,0,0]
[null,0.28000000000000003,0,0,260.80417079754244,525.88714393898908,null,null,null,null,null,null,null,null,null,null,null,0.28000000000000003,0,0]
[null,0.28100000000000003,0,0,261.6828846846372,527.54187934610877,null,null,null,null,null,null,null,null,null,null,null,0.28100000000000003,0,0]
[null,0.28200000000000003,0,0,262.56123762390058,529.19515371567195,null,null,null,null,null,null,null,null,null,null,null,0.28200000000000003,0,0]
[null,0.28300000000000003,0,0,263.43922976359858,530.84696833769215,null,null,null,null,null,null,null,null,null,null,null,0.28300000000000003,0,0]
[null,0.28400000000000003,0,0,264.31686125193613,532.49732450104375,null,null,null,null,null,null,null,null,null,null,null,0.28400000000000003,0,0]
[null,0.28500000000000003,0,0,265.19413223705749,534.1462234934628,null,null,null,null,null,null,null,null,null,null,null,0.28500000000000003,0,0]
[null,0.28600000000000003,0,0,266.07104286704595,535.79366660154881,null,null,null,null,null,null,null,null,null,null,null,0.28600000000000003,0,0]
[null,0.28700000000000003,0,0,266.94759328992393,537.43965511076522,null,null,null,null,null,null,null,null,null,null,null,0.28700000000000003,0,0]
[null,0.28800000000000003,0,0,267.82378365365321,539.08419030544019,null,null,null,null,null,null,null,null,null,null,null,0.28800000000000003,0,0]
[null,0.28899999999999998,0,0,268.6996141061345,540.72727346876809,null,null,null,null,null,null,null,null,null,null,null,0.28899999999999998,0,0]
[null,0.28999999999999998,0,0,269.57508479520817,542.3689058828104,null,null,null,null,null,null,null,null,null,null,null,0.28999999999999998,0,0]
[null,0.29099999999999998,0,0,270.45019586865345,544.00908882849626,null,null,null,null,null,null,null,null,null,null,null,0.29099999999999998,0,0]
[null,0.29199999999999998,0,0,271.32494747418912,545.64782358562434,null,null,null,null,null,null,null,null,null,null,null,0.29199999999999998,0,0]
[null,0.29299999999999998,0,0,272.19933975947322,547.28511143286289,null,null,null,null,null,null,null,null,null,null,null,0.29299999999999998,0,0]
[null,0.29399999999999998,0,0,273.07337287210305,548.92095364775128,null,null,null,null,null,null,null,null,null,null,null,0.29399999999999998,0,0]
[null,0.29499999999999998,0,0,273.94704695961542,550.55535150670107,null,null,null,null,null,null,null,null,null,null,null,0.29499999999999998,0,0]
[null,0.29599999999999999,0,0,274.82036216948654,552.18830628499643,null,null,null,null,null,null,null,null,null,null,null,0.29599999999999999,0,0]
[null,0.29699999999999999,0,0,275.69331864913187,553.81981925679611,null,null,null,null,null,null,null,null,null,null,null,0.29699999999999999,0,0]
[null,0.29799999999999999,0,0,276.56591654590653,555.44989169513315,null,null,null,null,null,null,null,null,null,null,null,0.29799999999999999,0,0]
[null,0.29899999999999999,0,0,277.43815600710491,557.07852487191724,null,null,null,null,null,null,null,null,null,null,null,0.29899999999999999,0,0]
[null,0.3,0,0,278.310037179961,558.7057200579344,null,null,null,null,null,null,null,null,null,null,null,0.3,0,0]
[null,0.30099999999999999,0,0,279.18156021164839,560.33147852284924,null,null,null,null,null,null,null,null,null,null,null,0.30099999999999999,0,0]
[null,0.30199999999999999,0,0,280.05272524928,561.95580153520496,null,null,null,null,null,null,null,null,null,null,null,0.30199999999999999,0,0]
[null,0.30299999999999999,0,0,280.92353243990851,563.57869036242482,null,null,null,null,null,null,null,null,null,null,null,0.30299999999999999,0,0]
[null,0.30399999999999999,0,0,281.79398193052617,565.20014627081287,null,null,null,null,null,null,null,null,null,null,null,0.30399999999999999,0,0]
[null,0.30499999999999999,0,0,282.66407386806475,566.82017052555545,null,null,null,null,null,null,null,null,null,null,null,0.30499999999999999,0,0]
[null,0.30599999999999999,0,0,283.53380839939581,568.4387643907213,null,null,null,null,null,null,null,null,null,null,null,0.30599999999999999,0,0]
[null,0.307,0,0,284.40318567133039,570.0559291292634,null,null,null,null,null,null,null,null,null,null,null,0.307,0,0]
[null,0.308,0,0,285.27220583061944,571.6716660030196,null,null,null,null,null,null,null,null,null,null,null,0.308,0,0]
[null,0.309,0,0,286.14086902395343,573.28597627271358,null,null,null,null,null,null,null,null,null,null,null,0.309,0,0]
[null,0.31,0,0,287.00917539796274,574.89886119795585,null,null,null,null,null,null,null,null,null,null,null,0.31,0,0]
[null,0.311,0,0,287.87712509921744,576.51032203724469,null,null,null,null,null,null,null,null,null,null,null,0.311,0,0]
[null,0.312,0,0,288.7447182742273,578.12036004796732,null,null,null,null,null,null,null,null,null,null,null,0.312,0,0]
[null,0.313,0,0,289.61195506944216,579.7289764864006,null,null,null,null,null,null,null,null,null,null,null,0.313,0,0]
[null,0.314,0,0,290.47883563125146,581.33617260771234,null,null,null,null,null,null,null,null,null,null,null,0.314,0,0]
[null,0.315,0,0,291.3453601059847,582.94194966596217,null,null,null,null,null,null,null,null,null,null,null,0.315,0,0]
[null,0.316,0,0,292.21152863991097,584.54630891410216,null,null,null,null,null,null,null,null,null,null,null,0.316,0,0]
[null,0.317,0,0,293.07734137923961,586.1492516039782,null,null,null,null,null,null,null,null,null,null,null,0.317,0,0]
[null,0.318,0,0,293.94279847011984,587.75077898633106,null,null,null,null,null,null,null,null,null,null,null,0.318,0,0]
[null,0.31900000000000001,0,0,294.80790005864066,589.35089231079701,null,null,null,null,null,null,null,null,null,null,null,0.31900000000000001,0,0]
[null,0.32,0,0,295.67264629083121,590.94959282590912,null,null,null,null,null,null,null,null,null,null,null,0.32,0,0]
[null,0.32100000000000001,0,0,296.53703731266063,592.54688177909782,null,null,null,null,null,null,null,null,null,null,null,{"$f":"B330","v":0.32100000000000001},{"$f":"C330","v":0},{"$f":"D330","v":0}]
[null,0.32200000000000001,0,0,297.40107327003807,594.14276041669223,null,null,null,null,null,null,null,null,null,null,null,0.32200000000000001,0,0]
[null,0.32300000000000001,0,0,298.26475430881277,595.73722998392111,null,null,null,null,null,null,null,null,null,null,null,0.32300000000000001,0,0]
[null,0.32400000000000001,0,0,299.128080574774,597.33029172491388,null,null,null,null,null,null,null,null,null,null,null,0.32400000000000001,0,0]
[null,0.32500000000000001,0,0,299.9910522136513,598.92194688270092,null,null,null,null,null,null,null,null,null,null,null,0.32500000000000001,0,0]
[null,0.32600000000000001,0,0,300.85366937111417,600.51219669921591,null,null,null,null,null,null,null,null,null,null,null,0.32600000000000001,0,0]
[null,0.32700000000000001,0,0,301.71593219277236,602.10104241529518,null,null,null,null,null,null,null,null,null,null,null,0.32700000000000001,0,0]
[null,0.32800000000000001,0,0,302.57784082417578,603.68848527067996,null,null,null,null,null,null,null,null,null,null,null,0.32800000000000001,0,0]
[null,0.32900000000000001,0,0,303.4393954108146,605.27452650401676,null,null,null,null,null,null,null,null,null,null,null,0.32900000000000001,0,0]
[null,0.33,0,0,304.30059609811917,606.85916735285832,null,null,null,null,null,null,null,null,null,null,null,0.33,0,0]
[null,0.33100000000000002,0,0,305.16144303146012,608.44240905366485,null,null,null,null,null,null,null,null,null,null,null,0.33100000000000002,0,0]
[null,0.33200000000000002,0,0,306.02193635614833,610.02425284180435,null,null,null,null,null,null,null,null,null,null,null,0.33200000000000002,0,0]
[null,0.33300000000000002,0,0,306.88207621743521,611.60469995155506,null,null,null,null,null,null,null,null,null,null,null,0.33300000000000002,0,0]
[null,0.33400000000000002,0,0,307.74186276051211,613.18375161610436,null,null,null,null,null,null,null,null,null,null,null,0.33400000000000002,0,0]
[null,0.33500000000000002,0,0,308.60129613051112,614.76140906755154,null,null,null,null,null,null,null,null,null,null,null,0.33500000000000002,0,0]
[null,0.33600000000000002,0,0,309.46037647250444,616.33767353690746,null,null,null,null,null,null,null,null,null,null,null,0.33600000000000002,0,0]
[null,0.33700000000000002,0,0,310.31910393150497,617.91254625409647,null,null,null,null,null,null,null,null,null,null,null,0.33700000000000002,0,0]
[null,0.33800000000000002,0,0,311.17747865246565,619.48602844795687,null,null,null,null,null,null,null,null,null,null,null,0.33800000000000002,0,0]
[null,0.33900000000000002,0,0,312.03550078028013,621.05812134624205,null,null,null,null,null,null,null,null,null,null,null,0.33900000000000002,0,0]
[null,0.34,0,0,312.89317045978265,622.62882617562093,null,null,null,null,null,null,null,null,null,null,null,0.34,0,0]
[null,0.34100000000000003,0,0,313.75048783574772,624.19814416167992,null,null,null,null,null,null,null,null,null,null,null,0.34100000000000003,0,0]
[null,0.34200000000000003,0,0,314.60745305289043,625.76607652892301,null,null,null,null,null,null,null,null,null,null,null,0.34200000000000003,0,0]
[null,0.34300000000000003,0,0,315.46406625586656,627.33262450077291,null,null,null,null,null,null,null,null,null,null,null,0.34300000000000003,0,0]
[null,0.34400000000000003,0,0,316.32032758927232,628.89778929957254,null,null,null,null,null,null,null,null,null,null,null,0.34400000000000003,0,0]
[null,0.34500000000000003,0,0,317.17623719764464,630.46157214658513,null,null,null,null,null,null,null,null,null,null,null,0.34500000000000003,0,0]
[null,0.34600000000000003,0,0,318.03179522546088,632.02397426199559,null,null,null,null,null,null,null,null,null,null,null,0.34600000000000003,0,0]
[null,0.34700000000000003,0,0,318.88700181713938,633.58499686491189,null,null,null,null,null,null,null,null,null,null,null,0.34700000000000003,0,0]
[null,0.34800000000000003,0,0,319.74185711703888,635.14464117336524,null,null,null,null,null,null,null,null,null,null,null,0.34800000000000003,0,0]
[null,0.34900000000000003,0,0,320.5963612694589,636.70290840431164,null,null,null,null,null,null,null,null,null,null,null,0.34900000000000003,0,0]
[null,0.35000000000000003,0,0,321.45051441863973,638.25979977363238,null,null,null,null,null,null,null,null,null,null,null,0.35000000000000003,0,0]
[null,0.35100000000000003,0,0,322.30431670876237,639.81531649613532,null,null,null,null,null,null,null,null,null,null,null,0.35100000000000003,0,0]
[null,0.35199999999999998,0,0,323.15776828394866,641.36945978555559,null,null,null,null,null,null,null,null,null,null,null,0.35199999999999998,0,0]
[null,0.35299999999999998,0,0,324.01086928826118,642.9222308545568,null,null,null,null,null,null,null,null,null,null,null,0.35299999999999998,0,0]
[null,0.35399999999999998,0,0,324.86361986570324,644.47363091473164,null,null,null,null,null,null,null,null,null,null,null,0.35399999999999998,0,0]
[null,0.35499999999999998,0,0,325.71602016021922,646.02366117660347,null,null,null,null,null,null,null,null,null,null,null,0.35499999999999998,0,0]
[null,0.35599999999999998,0,0,326.56807031569411,647.5723228496264,null,null,null,null,null,null,null,null,null,null,null,0.35599999999999998,0,0]
[null,0.35699999999999998,0,0,327.41977047595412,649.11961714218671,null,null,null,null,null,null,null,null,null,null,null,0.35699999999999998,0,0]
[null,0.35799999999999998,0,0,328.27112078476608,650.66554526160382,null,null,null,null,null,null,null,null,null,null,null,0.35799999999999998,0,0]
[null,0.35899999999999999,0,0,329.12212138583783,652.21010841413135,null,null,null,null,null,null,null,null,null,null,null,0.35899999999999999,0,0]
[null,0.36,0,0,329.97277242281842,653.75330780495756,null,null,null,null,null,null,null,null,null,null,null,0.36,0,0]
[null,0.36099999999999999,0,0,330.82307403929752,655.29514463820669,null,null,null,null,null,null,null,null,null,null,null,0.36099999999999999,0,0]
[null,0.36199999999999999,0,0,331.67302637880613,656.83562011693994,null,null,null,null,null,null,null,null,null,null,null,0.36199999999999999,0,0]
[null,0.36299999999999999,0,0,332.52262958481606,658.37473544315606,null,null,null,null,null,null,null,null,null,null,null,0.36299999999999999,0,0]
[null,0.36399999999999999,0,0,333.37188380074036,659.91249181779267,null,null,null,null,null,null,null,null,null,null,null,0.36399999999999999,0,0]
[null,0.36499999999999999,0,0,334.22078916993308,661.44889044072704,null,null,null,null,null,null,null,null,null,null,null,0.36499999999999999,0,0]
[null,0.36599999999999999,0,0,335.06934583568949,662.98393251077675,null,null,null,null,null,null,null,null,null,null,null,0.36599999999999999,0,0]
[null,0.36699999999999999,0,0,335.91755394124584,664.51761922570131,null,null,null,null,null,null,null,null,null,null,null,0.36699999999999999,0,0]
[null,0.36799999999999999,0,0,336.76541362977952,666.04995178220236,null,null,null,null,null,null,null,null,null,null,null,0.36799999999999999,0,0]
[null,0.36899999999999999,0,0,337.61292504440934,667.58093137592516,null,null,null,null,null,null,null,null,null,null,null,0.36899999999999999,0,0]
[null,0.37,0,0,338.46008832819524,669.11055920145895,null,null,null,null,null,null,null,null,null,null,null,0.37,0,0]
[null,0.371,0,0,339.30690362413822,670.63883645233841,null,null,null,null,null,null,null,null,null,null,null,0.371,0,0]
[null,0.372,0,0,340.1533710751807,672.16576432104455,null,null,null,null,null,null,null,null,null,null,null,0.372,0,0]
[null,0.373,0,0,340.9994908242063,673.69134399900508,null,null,null,null,null,null,null,null,null,null,null,0.373,0,0]
[null,0.374,0,0,341.84526301404009,675.21557667659624,null,null,null,null,null,null,null,null,null,null,null,0.374,0,0]
[null,0.375,0,0,342.69068778744838,676.73846354314298,null,null,null,null,null,null,null,null,null,null,null,0.375,0,0]
[null,0.376,0,0,343.53576528713876,678.26000578691992,null,null,null,null,null,null,null,null,null,null,null,0.376,0,0]
[null,0.377,0,0,344.38049565576028,679.78020459515312,null,null,null,null,null,null,null,null,null,null,null,0.377,0,0]
[null,0.378,0,0,345.22487903590337,681.29906115401957,null,null,null,null,null,null,null,null,null,null,null,0.378,0,0]
[null,0.379,0,0,346.06891557010005,682.81657664864974,null,null,null,null,null,null,null,null,null,null,null,0.379,0,0]
[null,0.38,0,0,346.91260540082345,684.33275226312719,null,null,null,null,null,null,null,null,null,null,null,0.38,0,0]
[null,0.38100000000000001,0,0,347.75594867048852,685.8475891804901,null,null,null,null,null,null,null,null,null,null,null,0.38100000000000001,0,0]
[null,0.38200000000000001,0,0,348.59894552145141,687.36108858273212,null,null,null,null,null,null,null,null,null,null,null,0.38200000000000001,0,0]
[null,0.38300000000000001,0,0,349.44159609601019,688.87325165080335,null,null,null,null,null,null,null,null,null,null,null,0.38300000000000001,0,0]
[null,0.38400000000000001,0,0,350.28390053640396,690.38407956461117,null,null,null,null,null,null,null,null,null,null,null,0.38400000000000001,0,0]
[null,0.38500000000000001,0,0,351.12585898481387,691.89357350302078,null,null,null,null,null,null,null,null,null,null,null,{"$f":"B394","v":0.38500000000000001},{"$f":"C394","v":0},{"$f":"D394","v":0}]
[null,0.38600000000000001,0,0,351.96747158336245,693.40173464385714,null,null,null,null,null,null,null,null,null,null,null,0.38600000000000001,0,0]
[null,0.38700000000000001,0,0,352.80873847411385,694.90856416390488,null,null,null,null,null,null,null,null,null,null,null,0.38700000000000001,0,0]
[null,0.38800000000000001,0,0,353.64965979907379,696.41406323890976,null,null,null,null,null,null,null,null,null,null,null,0.38800000000000001,0,0]
[null,0.38900000000000001,0,0,354.49023570018983,697.91823304357899,null,null,null,null,null,null,null,null,null,null,null,0.38900000000000001,0,0]
[null,0.39,0,0,355.33046631935116,699.42107475158332,null,null,null,null,null,null,null,null,null,null,null,0.39,0,0]
[null,0.39100000000000001,0,0,356.17035179838859,700.92258953555654,null,null,null,null,null,null,null,null,null,null,null,0.39100000000000001,0,0]
[null,0.39200000000000002,0,0,357.00989227907485,702.42277856709745,null,null,null,null,null,null,null,null,null,null,null,0.39200000000000002,0,0]
[null,0.39300000000000002,0,0,357.84908790312431,703.92164301677042,null,null,null,null,null,null,null,null,null,null,null,0.39300000000000002,0,0]
[null,0.39400000000000002,0,0,358.68793881219307,705.41918405410593,null,null,null,null,null,null,null,null,null,null,null,0.39400000000000002,0,0]
[null,0.39500000000000002,0,0,359.52644514787926,706.91540284760208,null,null,null,null,null,null,null,null,null,null,null,0.39500000000000002,0,0]
[null,0.39600000000000002,0,0,360.3646070517226,708.41030056472539,null,null,null,null,null,null,null,null,null,null,null,0.39600000000000002,0,0]
[null,0.39700000000000002,0,0,361.20242466520483,709.90387837191122,null,null,null,null,null,null,null,null,null,null,null,0.39700000000000002,0,0]
[null,0.39800000000000002,0,0,362.03989812974953,711.39613743456528,null,null,null,null,null,null,null,null,null,null,null,0.39800000000000002,0,0]
[null,0.39900000000000002,0,0,362.87702758672219,712.88707891706429,null,null,null,null,null,null,null,null,null,null,null,0.39900000000000002,0,0]
[null,0.4,0,0,363.71381317743015,714.37670398275668,null,null,null,null,null,null,null,null,null,null,null,0.4,0,0]
[null,0.40100000000000002,0,0,364.55025504312283,715.86501379396407,null,null,null,null,null,null,null,null,null,null,null,0.40100000000000002,0,0]
[null,0.40200000000000002,0,0,365.3863533249916,717.35200951198135,null,null,null,null,null,null,null,null,null,null,null,0.40200000000000002,0,0]
[null,0.40300000000000002,0,0,366.22210816416975,718.83769229707855,null,null,null,null,null,null,null,null,null,null,null,0.40300000000000002,0,0]
[null,0.40400000000000003,0,0,367.05751970173282,720.32206330850079,null,null,null,null,null,null,null,null,null,null,null,0.40400000000000003,0,0]
[null,0.40500000000000003,0,0,367.89258807869805,721.80512370447013,null,null,null,null,null,null,null,null,null,null,null,0.40500000000000003,0,0]
[null,0.40600000000000003,0,0,368.72731343602499,723.28687464218558,null,null,null,null,null,null,null,null,null,null,null,0.40600000000000003,0,0]
[null,0.40700000000000003,0,0,369.56169591461531,724.76731727782442,null,null,null,null,null,null,null,null,null,null,null,0.40700000000000003,0,0]
[null,0.40800000000000003,0,0,370.39573565531271,726.24645276654337,null,null,null,null,null,null,null,null,null,null,null,0.40800000000000003,0,0]
[null,0.40900000000000003,0,0,371.22943279890296,727.72428226247905,null,null,null,null,null,null,null,null,null,null,null,0.40900000000000003,0,0]
[null,0.41000000000000003,0,0,372.06278748611425,729.20080691874887,null,null,null,null,null,null,null,null,null,null,null,0.41000000000000003,0,0]
[null,0.41100000000000003,0,0,372.89579985761668,730.67602788745239,null,null,null,null,null,null,null,null,null,null,null,0.41100000000000003,0,0]
[null,0.41200000000000003,0,0,373.72847005402286,732.14994631967215,null,null,null,null,null,null,null,null,null,null,null,0.41200000000000003,0,0]
[null,0.41300000000000003,0,0,374.56079821588725,733.62256336547364,null,null,null,null,null,null,null,null,null,null,null,0.41300000000000003,0,0]
[null,0.41400000000000003,0,0,375.39278448370703,735.09388017390734,null,null,null,null,null,null,null,null,null,null,null,0.41400000000000003,0,0]
[null,0.41500000000000004,0,0,376.22442899792128,736.5638978930092,null,null,null,null,null,null,null,null,null,null,null,0.41500000000000004,0,0]
[null,0.41600000000000004,0,0,377.05573189891169,738.03261766980143,null,null,null,null,null,null,null,null,null,null,null,0.41600000000000004,0,0]
[null,0.41699999999999998,0,0,377.88669332700209,739.5000406502935,null,null,null,null,null,null,null,null,null,null,null,0.41699999999999998,0,0]
[null,0.41799999999999998,0,0,378.71731342245874,740.96616797948309,null,null,null,null,null,null,null,null,null,null,null,0.41799999999999998,0,0]
[null,0.41899999999999998,0,0,379.5475923254902,742.43100080135662,null,null,null,null,null,null,null,null,null,null,null,0.41899999999999998,0,0]
[null,0.42,0,0,380.3775301762476,743.89454025889108,null,null,null,null,null,null,null,null,null,null,null,0.42,0,0]
[null,0.42099999999999999,0,0,381.20712711482446,745.35678749405338,null,null,null,null,null,null,null,null,null,null,null,0.42099999999999999,0,0]
[null,0.42199999999999999,0,0,382.03638328125658,746.8177436478029,null,null,null,null,null,null,null,null,null,null,null,0.42199999999999999,0,0]
[null,0.42299999999999999,0,0,382.86529881552246,748.27740986009144,null,null,null,null,null,null,null,null,null,null,null,0.42299999999999999,0,0]
[null,0.42399999999999999,0,0,383.69387385754288,749.73578726986386,null,null,null,null,null,null,null,null,null,null,null,0.42399999999999999,0,0]
[null,0.42499999999999999,0,0,384.52210854718146,751.19287701506005,null,null,null,null,null,null,null,null,null,null,null,0.42499999999999999,0,0]
[null,0.42599999999999999,0,0,385.35000302424396,752.64868023261477,null,null,null,null,null,null,null,null,null,null,null,0.42599999999999999,0,0]
[null,0.42699999999999999,0,0,386.17755742847908,754.10319805845859,null,null,null,null,null,null,null,null,null,null,null,0.42699999999999999,0,0]
[null,0.42799999999999999,0,0,387.00477189957792,755.55643162752006,null,null,null,null,null,null,null,null,null,null,null,0.42799999999999999,0,0]
[null,0.42899999999999999,0,0,387.83164657717435,757.00838207372476,null,null,null,null,null,null,null,null,null,null,null,0.42899999999999999,0,0]
[null,0.43,0,0,388.65818160084456,758.45905052999774,null,null,null,null,null,null,null,null,null,null,null,0.43,0,0]
[null,0.43099999999999999,0,0,389.4843771101078,759.90843812826301,null,null,null,null,null,null,null,null,null,null,null,0.43099999999999999,0,0]
[null,0.432,0,0,390.31023324442572,761.3565459994461,null,null,null,null,null,null,null,null,null,null,null,0.432,0,0]
[null,0.433,0,0,391.13575014320293,762.80337527347297,null,null,null,null,null,null,null,null,null,null,null,0.433,0,0]
[null,0.434,0,0,391.96092794578652,764.24892707927268,null,null,null,null,null,null,null,null,null,null,null,0.434,0,0]
[null,0.435,0,0,392.78576679146647,765.69320254477725,null,null,null,null,null,null,null,null,null,null,null,0.435,0,0]
[null,0.436,0,0,393.61026681947573,767.13620279692293,null,null,null,null,null,null,null,null,null,null,null,0.436,0,0]
[null,0.437,0,0,394.4344281689896,768.57792896165063,null,null,null,null,null,null,null,null,null,null,null,0.437,0,0]
[null,0.438,0,0,395.25825097912656,770.01838216390718,null,null,null,null,null,null,null,null,null,null,null,0.438,0,0]
[null,0.439,0,0,396.081735388948,771.45756352764658,null,null,null,null,null,null,null,null,null,null,null,0.439,0,0]
[null,0.44,0,0,396.90488153745787,772.89547417582992,null,null,null,null,null,null,null,null,null,null,null,0.44,0,0]
[null,0.441,0,0,397.72768956360335,774.33211523042712,null,null,null,null,null,null,null,null,null,null,null,0.441,0,0]
[null,0.442,0,0,398.55015960627435,775.76748781241736,null,null,null,null,null,null,null,null,null,null,null,0.442,0,0]
[null,0.443,0,0,399.37229180430364,777.20159304178992,null,null,null,null,null,null,null,null,null,null,null,0.443,0,0]
[null,0.44400000000000001,0,0,400.19408629646733,778.63443203754537,null,null,null,null,null,null,null,null,null,null,null,0.44400000000000001,0,0]
[null,0.44500000000000001,0,0,401.01554322148422,780.0660059176962,null,null,null,null,null,null,null,null,null,null,null,0.44500000000000001,0,0]
[null,0.44600000000000001,0,0,401.83666271801599,781.4963157992679,null,null,null,null,null,null,null,null,null,null,null,0.44600000000000001,0,0]
[null,0.44700000000000001,0,0,402.65744492466791,782.92536279829926,null,null,null,null,null,null,null,null,null,null,null,0.44700000000000001,0,0]
[null,0.44800000000000001,0,0,403.47788997998771,784.35314802984431,null,null,null,null,null,null,null,null,null,null,null,0.44800000000000001,0,0]
[null,0.44900000000000001,0,0,404.29799802246657,785.77967260797197,null,null,null,null,null,null,null,null,null,null,null,{"$f":"B458","v":0.44900000000000001},{"$f":"C458","v":0},{"$f":"D458","v":0}]
[null,0.45,0,0,405.11776919053875,787.20493764576793,null,null,null,null,null,null,null,null,null,null,null,0.45,0,0]
[null,0.45100000000000001,0,0,405.93720362258154,788.62894425533489,null,null,null,null,null,null,null,null,null,null,null,0.45100000000000001,0,0]
[null,0.45200000000000001,0,0,406.75630145691531,790.05169354779343,null,null,null,null,null,null,null,null,null,null,null,0.45200000000000001,0,0]
[null,0.45300000000000001,0,0,407.57506283180402,791.47318663328326,null,null,null,null,null,null,null,null,null,null,null,0.45300000000000001,0,0]
[null,0.45400000000000001,0,0,408.39348788545431,792.89342462096431,null,null,null,null,null,null,null,null,null,null,null,0.45400000000000001,0,0]
[null,0.45500000000000002,0,0,409.21157675601637,794.31240861901631,null,null,null,null,null,null,null,null,null,null,null,0.45500000000000002,0,0]
[null,0.45600000000000002,0,0,410.02932958158351,795.73013973464128,null,null,null,null,null,null,null,null,null,null,null,0.45600000000000002,0,0]
[null,0.45700000000000002,0,0,410.84674650019252,797.14661907406332,null,null,null,null,null,null,null,null,null,null,null,0.45700000000000002,0,0]
[null,0.45800000000000002,0,0,411.66382764982325,798.56184774252984,null,null,null,null,null,null,null,null,null,null,null,0.45800000000000002,0,0]
[null,0.45900000000000002,0,0,412.48057316839896,799.97582684431256,null,null,null,null,null,null,null,null,null,null,null,0.45900000000000002,0,0]
[null,0.46,0,0,413.29698319378616,801.38855748270794,null,null,null,null,null,null,null,null,null,null,null,0.46,0,0]
[null,0.46100000000000002,0,0,414.11305786379495,802.8000407600382,null,null,null,null,null,null,null,null,null,null,null,0.46100000000000002,0,0]
[null,0.46200000000000002,0,0,414.9287973161787,804.21027777765255,null,null,null,null,null,null,null,null,null,null,null,0.46200000000000002,0,0]
[null,0.46300000000000002,0,0,415.74420168863418,805.61926963592771,null,null,null,null,null,null,null,null,null,null,null,0.46300000000000002,0,0]
[null,0.46400000000000002,0,0,416.55927111880152,807.02701743426871,null,null,null,null,null,null,null,null,null,null,null,0.46400000000000002,0,0]
[null,0.46500000000000002,0,0,417.37400574426448,808.43352227111006,null,null,null,null,null,null,null,null,null,null,null,0.46500000000000002,0,0]
[null,0.46600000000000003,0,0,418.1884057025502,809.83878524391628,null,null,null,null,null,null,null,null,null,null,null,0.46600000000000003,0,0]
[null,0.46700000000000003,0,0,419.00247113112937,811.24280744918269,null,null,null,null,null,null,null,null,null,null,null,0.46700000000000003,0,0]
[null,0.46800000000000003,0,0,419.81620216741618,812.64558998243706,null,null,null,null,null,null,null,null,null,null,null,0.46800000000000003,0,0]
[null,0.46900000000000003,0,0,420.62959894876843,814.0471339382392,null,null,null,null,null,null,null,null,null,null,null,0.46900000000000003,0,0]
[null,0.47000000000000003,0,0,421.44266161248754,815.44744041018282,null,null,null,null,null,null,null,null,null,null,null,0.47000000000000003,0,0]
[null,0.47100000000000003,0,0,422.25539029581819,816.84651049089609,null,null,null,null,null,null,null,null,null,null,null,0.47100000000000003,0,0]
[null,0.47200000000000003,0,0,423.06778513594918,818.24434527204244,null,null,null,null,null,null,null,null,null,null,null,0.47200000000000003,0,0]
[null,0.47300000000000003,0,0,423.87984627001265,819.64094584432121,null,null,null,null,null,null,null,null,null,null,null,0.47300000000000003,0,0]
[null,0.47400000000000003,0,0,424.6915738350844,821.03631329746906,null,null,null,null,null,null,null,null,null,null,null,0.47400000000000003,0,0]
[null,0.47500000000000003,0,0,425.50296796818418,822.43044872025996,null,null,null,null,null,null,null,null,null,null,null,0.47500000000000003,0,0]
[null,0.47600000000000003,0,0,426.31402880627513,823.8233532005072,null,null,null,null,null,null,null,null,null,null,null,0.47600000000000003,0,0]
[null,0.47700000000000004,0,0,427.12475648626435,825.21502782506298,null,null,null,null,null,null,null,null,null,null,null,0.47700000000000004,0,0]
[null,0.47800000000000004,0,0,427.93515114500269,826.60547367982053,null,null,null,null,null,null,null,null,null,null,null,0.47800000000000004,0,0]
[null,0.47900000000000004,0,0,428.74521291928465,827.99469184971338,null,null,null,null,null,null,null,null,null,null,null,0.47900000000000004,0,0]
[null,0.48,0,0,429.55494194584855,829.3826834187181,null,null,null,null,null,null,null,null,null,null,null,0.48,0,0]
[null,0.48099999999999998,0,0,430.36433836137678,830.76944946985373,null,null,null,null,null,null,null,null,null,null,null,0.48099999999999998,0,0]
[null,0.48199999999999998,0,0,431.17340230249528,832.15499108518293,null,null,null,null,null,null,null,null,null,null,null,0.48199999999999998,0,0]
[null,0.48299999999999998,0,0,431.98213390577411,833.53930934581297,null,null,null,null,null,null,null,null,null,null,null,0.48299999999999998,0,0]
[null,0.48399999999999999,0,0,432.790533307727,834.92240533189693,null,null,null,null,null,null,null,null,null,null,null,0.48399999999999999,0,0]
[null,0.48499999999999999,0,0,433.59860064481188,836.30428012263383,null,null,null,null,null,null,null,null,null,null,null,0.48499999999999999,0,0]
[null,0.48599999999999999,0,0,434.40633605343044,837.68493479627,null,null,null,null,null,null,null,null,null,null,null,0.48599999999999999,0,0]
[null,0.48699999999999999,0,0,435.21373966992832,839.06437043009976,null,null,null,null,null,null,null,null,null,null,null,0.48699999999999999,0,0]
[null,0.48799999999999999,0,0,436.02081163059523,840.44258810046597,null,null,null,null,null,null,null,null,null,null,null,0.48799999999999999,0,0]
[null,0.48899999999999999,0,0,436.82755207166491,841.8195888827612,null,null,null,null,null,null,null,null,null,null,null,0.48899999999999999,0,0]
[null,0.49,0,0,437.63396112931503,843.19537385142917,null,null,null,null,null,null,null,null,null,null,null,0.49,0,0]
[null,0.49099999999999999,0,0,438.44003893966755,844.56994407996376,null,null,null,null,null,null,null,null,null,null,null,0.49099999999999999,0,0]
[null,0.49199999999999999,0,0,439.24578563878816,845.94330064091196,null,null,null,null,null,null,null,null,null,null,null,0.49199999999999999,0,0]
[null,0.49299999999999999,0,0,440.05120136268715,847.31544460587338,null,null,null,null,null,null,null,null,null,null,null,0.49299999999999999,0,0]
[null,0.49399999999999999,0,0,440.85628624731839,848.68637704550156,null,null,null,null,null,null,null,null,null,null,null,0.49399999999999999,0,0]
[null,0.495,0,0,441.66104042858035,850.05609902950459,null,null,null,null,null,null,null,null,null,null,null,0.495,0,0]
[null,0.496,0,0,442.46546404231538,851.42461162664654,null,null,null,null,null,null,null,null,null,null,null,0.496,0,0]
[null,0.497,0,0,443.26955722431023,852.79191590474693,null,null,null,null,null,null,null,null,null,null,null,0.497,0,0]
[null,0.498,0,0,444.07332011029581,854.15801293068319,null,null,null,null,null,null,null,null,null,null,null,0.498,0,0]
[null,0.499,0,0,444.87675283594723,855.52290377039071,null,null,null,null,null,null,null,null,null,null,null,0.499,0,0]
[null,0.5,0,0,445.67985553688379,856.88658948886325,null,null,null,null,null,null,null,null,null,null,null,0.5,0,0]
[null,0.501,0,0,446.48262834866932,858.24907115015469,null,null,null,null,null,null,null,null,null,null,null,0.501,0,0]
[null,0.502,0,0,447.28507140681177,859.61034981737919,null,null,null,null,null,null,null,null,null,null,null,0.502,0,0]
[null,0.503,0,0,448.08718484676353,860.97042655271252,null,null,null,null,null,null,null,null,null,null,null,0.503,0,0]
[null,0.504,0,0,448.88896880392127,862.32930241739234,null,null,null,null,null,null,null,null,null,null,null,0.504,0,0]
[null,0.505,0,0,449.69042341362615,863.68697847171904,null,null,null,null,null,null,null,null,null,null,null,0.505,0,0]
[null,0.50600000000000001,0,0,450.49154881116357,865.04345577505762,null,null,null,null,null,null,null,null,null,null,null,0.50600000000000001,0,0]
[null,0.50700000000000001,0,0,451.29234513176351,866.39873538583686,null,null,null,null,null,null,null,null,null,null,null,0.50700000000000001,0,0]
[null,0.50800000000000001,0,0,452.09281251060037,867.75281836155159,null,null,null,null,null,null,null,null,null,null,null,0.50800000000000001,0,0]
[null,0.50900000000000001,0,0,452.89295108279299,869.10570575876272,null,null,null,null,null,null,null,null,null,null,null,0.50900000000000001,0,0]
[null,0.51,0,0,453.69276098340475,870.45739863309825,null,null,null,null,null,null,null,null,null,null,null,0.51,0,0]
[null,0.51100000000000001,0,0,454.49224234744361,871.80789803925404,null,null,null,null,null,null,null,null,null,null,null,0.51100000000000001,0,0]
[null,0.51200000000000001,0,0,455.29139530986174,873.15720503099499,null,null,null,null,null,null,null,null,null,null,null,0.51200000000000001,0,0]
[null,0.51300000000000001,0,0,456.09022000555638,874.50532066115545,null,null,null,null,null,null,null,null,null,null,null,{"$f":"B522","v":0.51300000000000001},{"$f":"C522","v":0},{"$f":"D522","v":0}]
[null,0.51400000000000001,0,0,456.88871656936891,875.85224598164007,null,null,null,null,null,null,null,null,null,null,null,0.51400000000000001,0,0]
[null,0.51500000000000001,0,0,457.68688513608566,877.19798204342499,null,null,null,null,null,null,null,null,null,null,null,0.51500000000000001,0,0]
[null,0.51600000000000001,0,0,458.48472584043731,878.54252989655799,null,null,null,null,null,null,null,null,null,null,null,0.51600000000000001,0,0]
[null,0.51700000000000002,0,0,459.28223881709954,879.8858905901601,null,null,null,null,null,null,null,null,null,null,null,0.51700000000000002,0,0]
[null,0.51800000000000002,0,0,460.07942420069224,881.22806517242577,null,null,null,null,null,null,null,null,null,null,null,0.51800000000000002,0,0]
[null,0.51900000000000002,0,0,460.87628212578045,882.56905469062394,null,null,null,null,null,null,null,null,null,null,null,0.51900000000000002,0,0]
[null,0.52,0,0,461.67281272687376,883.90886019109928,null,null,null,null,null,null,null,null,null,null,null,0.52,0,0]
[null,0.52100000000000002,0,0,462.46901613842635,885.24748271927251,null,null,null,null,null,null,null,null,null,null,null,0.52100000000000002,0,0]
[null,0.52200000000000002,0,0,463.26489249483745,886.58492331964055,null,null,null,null,null,null,null,null,null,null,null,0.52200000000000002,0,0]
[null,0.52300000000000002,0,0,464.06044193045091,887.92118303577899,null,null,null,null,null,null,null,null,null,null,null,0.52300000000000002,0,0]
[null,0.52400000000000002,0,0,464.85566457955548,889.25626291034166,null,null,null,null,null,null,null,null,null,null,null,0.52400000000000002,0,0]
[null,0.52500000000000002,0,0,465.65056057638458,890.59016398506162,null,null,null,null,null,null,null,null,null,null,null,0.52500000000000002,0,0]
[null,0.52600000000000002,0,0,466.44513005511681,891.92288730075245,null,null,null,null,null,null,null,null,null,null,null,0.52600000000000002,0,0]
[null,0.52700000000000002,0,0,467.23937314987529,893.25443389730845,null,null,null,null,null,null,null,null,null,null,null,0.52700000000000002,0,0]
[null,0.52800000000000002,0,0,468.03328999472831,894.584804813706,null,null,null,null,null,null,null,null,null,null,null,0.52800000000000002,0,0]
[null,0.52900000000000003,0,0,468.82688072368887,895.91400108800417,null,null,null,null,null,null,null,null,null,null,null,0.52900000000000003,0,0]
[null,0.53,0,0,469.62014547071522,897.24202375734512,null,null,null,null,null,null,null,null,null,null,null,0.53,0,0]
[null,0.53100000000000003,0,0,470.41308436971036,898.56887385795562,null,null,null,null,null,null,null,null,null,null,null,0.53100000000000003,0,0]
[null,0.53200000000000003,0,0,471.20569755452232,899.89455242514737,null,null,null,null,null,null,null,null,null,null,null,0.53200000000000003,0,0]
[null,0.53300000000000003,0,0,471.99798515894418,901.2190604933179,null,null,null,null,null,null,null,null,null,null,null,0.53300000000000003,0,0]
[null,0.53400000000000003,0,0,472.78994731671401,902.54239909595151,null,null,null,null,null,null,null,null,null,null,null,0.53400000000000003,0,0]
[null,0.53500000000000003,0,0,473.58158416151502,903.86456926562005,null,null,null,null,null,null,null,null,null,null,null,0.53500000000000003,0,0]
[null,0.53600000000000003,0,0,474.37289582697548,905.18557203398348,null,null,null,null,null,null,null,null,null,null,null,0.53600000000000003,0,0]
[null,0.53700000000000003,0,0,475.16388244666877,906.50540843179101,null,null,null,null,null,null,null,null,null,null,null,0.53700000000000003,0,0]
[null,0.53800000000000003,0,0,475.95454415411336,907.82407948888181,null,null,null,null,null,null,null,null,null,null,null,0.53800000000000003,0,0]
[null,0.53900000000000003,0,0,476.74488108277302,909.14158623418552,null,null,null,null,null,null,null,null,null,null,null,0.53900000000000003,0,0]
[null,0.54,0,0,477.53489336605639,910.45792969572346,null,null,null,null,null,null,null,null,null,null,null,0.54,0,0]
[null,0.54100000000000004,0,0,478.32458113731769,911.77311090060948,null,null,null,null,null,null,null,null,null,null,null,0.54100000000000004,0,0]
[null,0.54200000000000004,0,0,479.11394452985604,913.08713087504998,null,null,null,null,null,null,null,null,null,null,null,0.54200000000000004,0,0]
[null,0.54300000000000004,0,0,479.90298367691599,914.39999064434585,null,null,null,null,null,null,null,null,null,null,null,0.54300000000000004,0,0]
[null,0.54400000000000004,0,0,480.69169871168748,915.71169123289235,null,null,null,null,null,null,null,null,null,null,null,0.54400000000000004,0,0]
[null,0.54500000000000004,0,0,481.48008976730529,917.02223366418048,null,null,null,null,null,null,null,null,null,null,null,0.54500000000000004,0,0]
[null,0.54600000000000004,0,0,482.26815697684992,918.33161896079741,null,null,null,null,null,null,null,null,null,null,null,0.54600000000000004,0,0]
[null,0.54700000000000004,0,0,483.05590047334721,919.63984814442733,null,null,null,null,null,null,null,null,null,null,null,0.54700000000000004,0,0]
[null,0.54800000000000004,0,0,483.843320389768,920.94692223585253,null,null,null,null,null,null,null,null,null,null,null,0.54800000000000004,0,0]
[null,0.54900000000000004,0,0,484.63041685902891,922.25284225495409,null,null,null,null,null,null,null,null,null,null,null,0.54900000000000004,0,0]
[null,0.55000000000000004,0,0,485.41719001399167,923.55760922071215,null,null,null,null,null,null,null,null,null,null,null,0.55000000000000004,0,0]
[null,0.55100000000000005,0,0,486.20363998746365,924.86122415120769,null,null,null,null,null,null,null,null,null,null,null,0.55100000000000005,0,0]
[null,0.55200000000000005,0,0,486.98976691219735,926.16368806362232,null,null,null,null,null,null,null,null,null,null,null,0.55200000000000005,0,0]
[null,0.55300000000000005,0,0,487.77557092089131,927.46500197423995,null,null,null,null,null,null,null,null,null,null,null,0.55300000000000005,0,0]
[null,0.55400000000000005,0,0,488.56105214618896,928.76516689844698,null,null,null,null,null,null,null,null,null,null,null,0.55400000000000005,0,0]
[null,0.55500000000000005,0,0,489.34621072067955,930.06418385073312,null,null,null,null,null,null,null,null,null,null,null,0.55500000000000005,0,0]
[null,0.55600000000000005,0,0,490.13104677689785,931.36205384469281,null,null,null,null,null,null,null,null,null,null,null,0.55600000000000005,0,0]
[null,0.55700000000000005,0,0,490.91556044732408,932.65877789302476,null,null,null,null,null,null,null,null,null,null,null,0.55700000000000005,0,0]
[null,0.55800000000000005,0,0,491.69975186438427,933.95435700753433,null,null,null,null,null,null,null,null,null,null,null,0.55800000000000005,0,0]
[null,0.55900000000000005,0,0,492.48362116044973,935.24879219913294,null,null,null,null,null,null,null,null,null,null,null,0.55900000000000005,0,0]
[null,0.56000000000000005,0,0,493.26716846783751,936.54208447783981,null,null,null,null,null,null,null,null,null,null,null,0.56000000000000005,0,0]
[null,0.56100000000000005,0,0,494.05039391881058,937.83423485278229,null,null,null,null,null,null,null,null,null,null,null,0.56100000000000005,0,0]
[null,0.56200000000000006,0,0,494.83329764557726,939.12524433219664,null,null,null,null,null,null,null,null,null,null,null,0.56200000000000006,0,0]
[null,0.56300000000000006,0,0,495.61587978029166,940.41511392342909,null,null,null,null,null,null,null,null,null,null,null,0.56300000000000006,0,0]
[null,0.56400000000000006,0,0,496.39814045505346,941.7038446329359,null,null,null,null,null,null,null,null,null,null,null,0.56400000000000006,0,0]
[null,0.56500000000000006,0,0,497.18007980190845,942.99143746628522,null,null,null,null,null,null,null,null,null,null,null,0.56500000000000006,0,0]
[null,0.56600000000000006,0,0,497.96169795284783,944.27789342815743,null,null,null,null,null,null,null,null,null,null,null,0.56600000000000006,0,0]
[null,0.56700000000000006,0,0,498.74299503980882,945.56321352234534,null,null,null,null,null,null,null,null,null,null,null,0.56700000000000006,0,0]
[null,0.56800000000000006,0,0,499.52397119467417,946.84739875175569,null,null,null,null,null,null,null,null,null,null,null,0.56800000000000006,0,0]
[null,0.56900000000000006,0,0,500.30462654927277,948.13045011840995,null,null,null,null,null,null,null,null,null,null,null,0.56900000000000006,0,0]
[null,0.57000000000000006,0,0,501.08496123537913,949.41236862344442,null,null,null,null,null,null,null,null,null,null,null,0.57000000000000006,0,0]
[null,0.57100000000000006,0,0,501.86497538471372,950.69315526711193,null,null,null,null,null,null,null,null,null,null,null,0.57100000000000006,0,0]
[null,0.57200000000000006,0,0,502.64466912894289,951.97281104878164,null,null,null,null,null,null,null,null,null,null,null,0.57200000000000006,0,0]
[null,0.57300000000000006,0,0,503.4240425996789,953.25133696694081,null,null,null,null,null,null,null,null,null,null,null,0.57300000000000006,0,0]
[null,0.57400000000000007,0,0,504.20309592848002,954.52873401919464,null,null,null,null,null,null,null,null,null,null,null,0.57400000000000007,0,0]
[null,0.57500000000000007,0,0,504.9818292468504,955.80500320226804,null,null,null,null,null,null,null,null,null,null,null,0.57500000000000007,0,0]
[null,0.57600000000000007,0,0,505.76024268624008,957.08014551200529,null,null,null,null,null,null,null,null,null,null,null,0.57600000000000007,0,0]
[null,0.57699999999999996,0,0,506.5383363780453,958.35416194337199,null,null,null,null,null,null,null,null,null,null,null,{"$f":"B586","v":0.57699999999999996},{"$f":"C586","v":0},{"$f":"D586","v":0}]
[null,0.57799999999999996,0,0,507.31611045360825,959.62705349045439,null,null,null,null,null,null,null,null,null,null,null,0.57799999999999996,0,0]
[null,0.57899999999999996,0,0,508.0935650442172,960.89882114646184,null,null,null,null,null,null,null,null,null,null,null,0.57899999999999996,0,0]
[null,0.57999999999999996,0,0,508.87070028110634,962.16946590372675,null,null,null,null,null,null,null,null,null,null,null,0.57999999999999996,0,0]
[null,0.58099999999999996,0,0,509.64751629545606,963.43898875370451,null,null,null,null,null,null,null,null,null,null,null,0.58099999999999996,0,0]
[null,0.58199999999999996,0,0,510.42401321839293,964.70739068697605,null,null,null,null,null,null,null,null,null,null,null,0.58199999999999996,0,0]
[null,0.58299999999999996,0,0,511.20019118098963,965.97467269324704,null,null,null,null,null,null,null,null,null,null,null,0.58299999999999996,0,0]
[null,0.58399999999999996,0,0,511.97605031426491,967.24083576134967,null,null,null,null,null,null,null,null,null,null,null,0.58399999999999996,0,0]
[null,0.58499999999999996,0,0,512.75159074918383,968.50588087924268,null,null,null,null,null,null,null,null,null,null,null,0.58499999999999996,0,0]
[null,0.58599999999999997,0,0,513.52681261665737,969.76980903401295,null,null,null,null,null,null,null,null,null,null,null,0.58599999999999997,0,0]
[null,0.58699999999999997,0,0,514.30171604754321,971.03262121187549,null,null,null,null,null,null,null,null,null,null,null,0.58699999999999997,0,0]
[null,0.58799999999999997,0,0,515.07630117264478,972.29431839817482,null,null,null,null,null,null,null,null,null,null,null,0.58799999999999997,0,0]
[null,0.58899999999999997,0,0,515.85056812271216,973.55490157738507,null,null,null,null,null,null,null,null,null,null,null,0.58899999999999997,0,0]
[null,0.59,0,0,516.62451702844157,974.81437173311144,null,null,null,null,null,null,null,null,null,null,null,0.59,0,0]
[null,0.59099999999999997,0,0,517.39814802047567,976.07272984809049,null,null,null,null,null,null,null,null,null,null,null,0.59099999999999997,0,0]
[null,0.59199999999999997,0,0,518.17146122940301,977.3299769041912,null,null,null,null,null,null,null,null,null,null,null,0.59199999999999997,0,0]
[null,0.59299999999999997,0,0,518.94445678575903,978.58611388241582,null,null,null,null,null,null,null,null,null,null,null,0.59299999999999997,0,0]
[null,0.59399999999999997,0,0,519.71713482002531,979.84114176289984,null,null,null,null,null,null,null,null,null,null,null,0.59399999999999997,0,0]
[null,0.59499999999999997,0,0,520.48949546262998,981.09506152491383,null,null,null,null,null,null,null,null,null,null,null,0.59499999999999997,0,0]
[null,0.59599999999999997,0,0,521.26153884394728,982.34787414686355,null,null,null,null,null,null,null,null,null,null,null,0.59599999999999997,0,0]
[null,0.59699999999999998,0,0,522.03326509429826,983.59958060629094,null,null,null,null,null,null,null,null,null,null,null,0.59699999999999998,0,0]
[null,0.59799999999999998,0,0,522.80467434395007,984.85018187987475,null,null,null,null,null,null,null,null,null,null,null,0.59799999999999998,0,0]
[null,0.59899999999999998,0,0,523.57576672311677,986.09967894343151,null,null,null,null,null,null,null,null,null,null,null,0.59899999999999998,0,0]
[null,0.6,0,0,524.34654236195865,987.34807277191601,null,null,null,null,null,null,null,null,null,null,null,0.6,0,0]
[null,0.60099999999999998,0,0,525.1170013905828,988.59536433942219,null,null,null,null,null,null,null,null,null,null,null,0.60099999999999998,0,0]
[null,0.60199999999999998,0,0,525.88714393904218,989.84155461918408,null,null,null,null,null,null,null,null,null,null,null,0.60199999999999998,0,0]
[null,0.60299999999999998,0,0,526.65697013733711,991.08664458357646,null,null,null,null,null,null,null,null,null,null,null,0.60299999999999998,0,0]
[null,0.60399999999999998,0,0,527.42648011541439,992.33063520411531,null,null,null,null,null,null,null,null,null,null,null,0.60399999999999998,0,0]
[null,0.60499999999999998,0,0,528.19567400316703,993.57352745145874,null,null,null,null,null,null,null,null,null,null,null,0.60499999999999998,0,0]
[null,0.60599999999999998,0,0,528.96455193043482,994.81532229540846,null,null,null,null,null,null,null,null,null,null,null,0.60599999999999998,0,0]
[null,0.60699999999999998,0,0,529.73311402700472,996.05602070490909,null,null,null,null,null,null,null,null,null,null,null,0.60699999999999998,0,0]
[null,0.60799999999999998,0,0,530.50136042260965,997.29562364805031,null,null,null,null,null,null,null,null,null,null,null,0.60799999999999998,0,0]
[null,0.60899999999999999,0,0,531.26929124692958,998.53413209206667,null,null,null,null,null,null,null,null,null,null,null,0.60899999999999999,0,0]
[null,0.61,0,0,532.03690662959139,999.77154700333881,null,null,null,null,null,null,null,null,null,null,null,0.61,0,0]
[null,0.61099999999999999,0,0,532.80420670016838,1001.0078693473941,null,null,null,null,null,null,null,null,null,null,null,0.61099999999999999,0,0]
[null,0.61199999999999999,0,0,533.57119158818068,1002.2431000889079,null,null,null,null,null,null,null,null,null,null,null,0.61199999999999999,0,0]
[null,0.61299999999999999,0,0,534.33786142309543,1003.4772401917029,null,null,null,null,null,null,null,null,null,null,null,0.61299999999999999,0,0]
[null,0.61399999999999999,0,0,535.10421633432645,1004.7102906187513,null,null,null,null,null,null,null,null,null,null,null,0.61399999999999999,0,0]
[null,0.61499999999999999,0,0,535.87025645123458,1005.9422523321753,null,null,null,null,null,null,null,null,null,null,null,0.61499999999999999,0,0]
[null,0.61599999999999999,0,0,536.63598190312712,1007.173126293247,null,null,null,null,null,null,null,null,null,null,null,0.61599999999999999,0,0]
[null,0.61699999999999999,0,0,537.40139281925849,1008.4029134623903,null,null,null,null,null,null,null,null,null,null,null,0.61699999999999999,0,0]
[null,0.61799999999999999,0,0,538.16648932883015,1009.6316147991806,null,null,null,null,null,null,null,null,null,null,null,0.61799999999999999,0,0]
[null,0.61899999999999999,0,0,538.93127156099024,1010.8592312623466,null,null,null,null,null,null,null,null,null,null,null,0.61899999999999999,0,0]
[null,0.62,0,0,539.69573964483402,1012.0857638097699,null,null,null,null,null,null,null,null,null,null,null,0.62,0,0]
[null,0.621,0,0,540.45989370940367,1013.3112133984871,null,null,null,null,null,null,null,null,null,null,null,0.621,0,0]
[null,0.622,0,0,541.2237338836884,1014.5355809846887,null,null,null,null,null,null,null,null,null,null,null,0.622,0,0]
[null,0.623,0,0,541.98726029662441,1015.7588675237222,null,null,null,null,null,null,null,null,null,null,null,0.623,0,0]
[null,0.624,0,0,542.75047307709463,1016.9810739700906,null,null,null,null,null,null,null,null,null,null,null,0.624,0,0]
[null,0.625,0,0,543.51337235392987,1018.2022012774547,null,null,null,null,null,null,null,null,null,null,null,0.625,0,0]
[null,0.626,0,0,544.27595825590709,1019.422250398633,null,null,null,null,null,null,null,null,null,null,null,0.626,0,0]
[null,0.627,0,0,545.03823091175082,1020.6412222856027,null,null,null,null,null,null,null,null,null,null,null,0.627,0,0]
[null,0.628,0,0,545.80019045013285,1021.8591178895005,null,null,null,null,null,null,null,null,null,null,null,0.628,0,0]
[null,0.629,0,0,546.56183699967164,1023.0759381606234,null,null,null,null,null,null,null,null,null,null,null,0.629,0,0]
[null,0.63,0,0,547.32317068893315,1024.2916840484293,null,null,null,null,null,null,null,null,null,null,null,0.63,0,0]
[null,0.63100000000000001,0,0,548.08419164643055,1025.506356501538,null,null,null,null,null,null,null,null,null,null,null,0.63100000000000001,0,0]
[null,0.63200000000000001,0,0,548.84490000062431,1026.719956467731,null,null,null,null,null,null,null,null,null,null,null,0.63200000000000001,0,0]
[null,0.63300000000000001,0,0,549.60529587992164,1027.9324848939539,null,null,null,null,null,null,null,null,null,null,null,0.63300000000000001,0,0]
[null,0.63400000000000001,0,0,550.3653794126775,1029.1439427263153,null,null,null,null,null,null,null,null,null,null,null,0.63400000000000001,0,0]
[null,0.63500000000000001,0,0,551.12515072719395,1030.3543309100892,null,null,null,null,null,null,null,null,null,null,null,0.63500000000000001,0,0]
[null,0.63600000000000001,0,0,551.88460995172034,1031.5636503897147,null,null,null,null,null,null,null,null,null,null,null,0.63600000000000001,0,0]
[null,0.63700000000000001,0,0,552.64375721445333,1032.7719021087967,null,null,null,null,null,null,null,null,null,null,null,0.63700000000000001,0,0]
[null,0.63800000000000001,0,0,553.40259264353699,1033.9790870101074,null,null,null,null,null,null,null,null,null,null,null,0.63800000000000001,0,0]
[null,0.63900000000000001,0,0,554.16111636706262,1035.1852060355866,null,null,null,null,null,null,null,null,null,null,null,0.63900000000000001,0,0]
[null,0.64,0,0,554.9193285130691,1036.3902601263419,null,null,null,null,null,null,null,null,null,null,null,0.64,0,0]
[null,0.64100000000000001,0,0,555.67722920954247,1037.5942502226503,null,null,null,null,null,null,null,null,null,null,null,{"$f":"B650","v":0.64100000000000001},{"$f":"C650","v":0},{"$f":"D650","v":0}]
[null,0.64200000000000002,0,0,556.43481858441646,1038.7971772639589,null,null,null,null,null,null,null,null,null,null,null,0.64200000000000002,0,0]
[null,0.64300000000000002,0,0,557.19209676557216,1039.9990421888849,null,null,null,null,null,null,null,null,null,null,null,0.64300000000000002,0,0]
[null,0.64400000000000002,0,0,557.94906388083791,1041.1998459352164,null,null,null,null,null,null,null,null,null,null,null,0.64400000000000002,0,0]
[null,0.64500000000000002,0,0,558.70572005798988,1042.3995894399147,null,null,null,null,null,null,null,null,null,null,null,0.64500000000000002,0,0]
[null,0.64600000000000002,0,0,559.46206542475147,1043.5982736391124,null,null,null,null,null,null,null,null,null,null,null,0.64600000000000002,0,0]
[null,0.64700000000000002,0,0,560.21810010879392,1044.7958994681169,null,null,null,null,null,null,null,null,null,null,null,0.64700000000000002,0,0]
[null,0.64800000000000002,0,0,560.9738242377357,1045.9924678614082,null,null,null,null,null,null,null,null,null,null,null,0.64800000000000002,0,0]
[null,0.64900000000000002,0,0,561.72923793914299,1047.1879797526424,null,null,null,null,null,null,null,null,null,null,null,0.64900000000000002,0,0]
[null,0.65,0,0,562.4843413405298,1048.3824360746514,null,null,null,null,null,null,null,null,null,null,null,0.65,0,0]
[null,0.65100000000000002,0,0,563.23913456935725,1049.5758377594425,null,null,null,null,null,null,null,null,null,null,null,0.65100000000000002,0,0]
[null,0.65200000000000002,0,0,563.99361775303464,1050.7681857382008,null,null,null,null,null,null,null,null,null,null,null,0.65200000000000002,0,0]
[null,0.65300000000000002,0,0,564.74779101891852,1051.9594809412888,null,null,null,null,null,null,null,null,null,null,null,0.65300000000000002,0,0]
[null,0.65400000000000003,0,0,565.50165449431347,1053.149724298248,null,null,null,null,null,null,null,null,null,null,null,0.65400000000000003,0,0]
[null,0.65500000000000003,0,0,566.25520830647156,1054.3389167377984,null,null,null,null,null,null,null,null,null,null,null,0.65500000000000003,0,0]
[null,0.65600000000000003,0,0,567.00845258259244,1055.5270591878411,null,null,null,null,null,null,null,null,null,null,null,0.65600000000000003,0,0]
[null,0.65700000000000003,0,0,567.76138744982416,1056.7141525754571,null,null,null,null,null,null,null,null,null,null,null,0.65700000000000003,0,0]
[null,0.65800000000000003,0,0,568.51401303526154,1057.9001978269091,null,null,null,null,null,null,null,null,null,null,null,0.65800000000000003,0,0]
[null,0.65900000000000003,0,0,569.26632946594827,1059.0851958676415,null,null,null,null,null,null,null,null,null,null,null,0.65900000000000003,0,0]
[null,0.66,0,0,570.01833686887494,1060.2691476222824,null,null,null,null,null,null,null,null,null,null,null,0.66,0,0]
[null,0.66100000000000003,0,0,570.77003537098051,1061.452054014643,null,null,null,null,null,null,null,null,null,null,null,0.66100000000000003,0,0]
[null,0.66200000000000003,0,0,571.52142509915166,1062.6339159677188,null,null,null,null,null,null,null,null,null,null,null,0.66200000000000003,0,0]
[null,0.66300000000000003,0,0,572.27250618022299,1063.8147344036909,null,null,null,null,null,null,null,null,null,null,null,0.66300000000000003,0,0]
[null,0.66400000000000003,0,0,573.02327874097682,1064.9945102439253,null,null,null,null,null,null,null,null,null,null,null,0.66400000000000003,0,0]
[null,0.66500000000000004,0,0,573.77374290814362,1066.1732444089751,null,null,null,null,null,null,null,null,null,null,null,0.66500000000000004,0,0]
[null,0.66600000000000004,0,0,574.52389880840167,1067.3509378185804,null,null,null,null,null,null,null,null,null,null,null,0.66600000000000004,0,0]
[null,0.66700000000000004,0,0,575.27374656837731,1068.5275913916694,null,null,null,null,null,null,null,null,null,null,null,0.66700000000000004,0,0]
[null,0.66800000000000004,0,0,576.02328631464468,1069.7032060463587,null,null,null,null,null,null,null,null,null,null,null,0.66800000000000004,0,0]
[null,0.66900000000000004,0,0,576.77251817372621,1070.8777826999542,null,null,null,null,null,null,null,null,null,null,null,0.66900000000000004,0,0]
[null,0.67,0,0,577.52144227209203,1072.0513222689524,null,null,null,null,null,null,null,null,null,null,null,0.67,0,0]
[null,0.67100000000000004,0,0,578.27005873616065,1073.2238256690398,null,null,null,null,null,null,null,null,null,null,null,0.67100000000000004,0,0]
[null,0.67200000000000004,0,0,579.01836769229828,1074.3952938150949,null,null,null,null,null,null,null,null,null,null,null,0.67200000000000004,0,0]
[null,0.67300000000000004,0,0,579.76636926681977,1075.5657276211884,null,null,null,null,null,null,null,null,null,null,null,0.67300000000000004,0,0]
[null,0.67400000000000004,0,0,580.51406358598763,1076.7351280005839,null,null,null,null,null,null,null,null,null,null,null,0.67400000000000004,0,0]
[null,0.67500000000000004,0,0,581.26145077601257,1077.9034958657387,null,null,null,null,null,null,null,null,null,null,null,0.67500000000000004,0,0]
[null,0.67600000000000005,0,0,582.00853096305343,1079.0708321283039,null,null,null,null,null,null,null,null,null,null,null,0.67600000000000005,0,0]
[null,0.67700000000000005,0,0,582.75530427321723,1080.2371376991268,null,null,null,null,null,null,null,null,null,null,null,0.67700000000000005,0,0]
[null,0.67800000000000005,0,0,583.50177083255983,1081.4024134882491,null,null,null,null,null,null,null,null,null,null,null,0.67800000000000005,0,0]
[null,0.67900000000000005,0,0,584.24793076708409,1082.5666604049097,null,null,null,null,null,null,null,null,null,null,null,0.67900000000000005,0,0]
[null,0.68,0,0,584.99378420274206,1083.7298793575451,null,null,null,null,null,null,null,null,null,null,null,0.68,0,0]
[null,0.68100000000000005,0,0,585.73933126543375,1084.8920712537888,null,null,null,null,null,null,null,null,null,null,null,0.68100000000000005,0,0]
[null,0.68200000000000005,0,0,586.48457208100751,1086.0532370004739,null,null,null,null,null,null,null,null,null,null,null,0.68200000000000005,0,0]
[null,0.68300000000000005,0,0,587.22950677525989,1087.213377503632,null,null,null,null,null,null,null,null,null,null,null,0.68300000000000005,0,0]
[null,0.68400000000000005,0,0,587.97413547393592,1088.3724936684946,null,null,null,null,null,null,null,null,null,null,null,0.68400000000000005,0,0]
[null,0.68500000000000005,0,0,588.71845830272866,1089.5305863994952,null,null,null,null,null,null,null,null,null,null,null,0.68500000000000005,0,0]
[null,0.68600000000000005,0,0,589.46247538728005,1090.687656600267,null,null,null,null,null,null,null,null,null,null,null,0.68600000000000005,0,0]
[null,0.68700000000000006,0,0,590.20618685318004,1091.8437051736469,null,null,null,null,null,null,null,null,null,null,null,0.68700000000000006,0,0]
[null,0.68800000000000006,0,0,590.9495928259671,1092.9987330216736,null,null,null,null,null,null,null,null,null,null,null,0.68800000000000006,0,0]
[null,0.68900000000000006,0,0,591.69269343112808,1094.1527410455899,null,null,null,null,null,null,null,null,null,null,null,0.68900000000000006,0,0]
[null,0.69000000000000006,0,0,592.43548879409832,1095.3057301458425,null,null,null,null,null,null,null,null,null,null,null,0.69000000000000006,0,0]
[null,0.69100000000000006,0,0,593.17797904026168,1096.4577012220834,null,null,null,null,null,null,null,null,null,null,null,0.69100000000000006,0,0]
[null,0.69200000000000006,0,0,593.9201642949505,1097.6086551731703,null,null,null,null,null,null,null,null,null,null,null,0.69200000000000006,0,0]
[null,0.69300000000000006,0,0,594.66204468344563,1098.7585928971666,null,null,null,null,null,null,null,null,null,null,null,0.69300000000000006,0,0]
[null,0.69400000000000006,0,0,595.40362033097631,1099.9075152913433,null,null,null,null,null,null,null,null,null,null,null,0.69400000000000006,0,0]
[null,0.69500000000000006,0,0,596.14489136272061,1101.055423252179,null,null,null,null,null,null,null,null,null,null,null,0.69500000000000006,0,0]
[null,0.69600000000000006,0,0,596.885857903805,1102.2023176753614,null,null,null,null,null,null,null,null,null,null,null,0.69600000000000006,0,0]
[null,0.69700000000000006,0,0,597.62652007930467,1103.3481994557862,null,null,null,null,null,null,null,null,null,null,null,0.69700000000000006,0,0]
[null,0.69800000000000006,0,0,598.36687801424318,1104.4930694875595,null,null,null,null,null,null,null,null,null,null,null,0.69800000000000006,0,0]
[null,0.69900000000000007,0,0,599.10693183359308,1105.6369286639986,null,null,null,null,null,null,null,null,null,null,null,0.69900000000000007,0,0]
[null,0.70000000000000007,0,0,599.8466816622755,1106.7797778776307,null,null,null,null,null,null,null,null,null,null,null,0.70000000000000007,0,0]
[null,0.70100000000000007,0,0,600.58612762515986,1107.9216180201965,null,null,null,null,null,null,null,null,null,null,null,0.70100000000000007,0,0]
[null,0.70200000000000007,0,0,601.32526984706487,1109.0624499826481,null,null,null,null,null,null,null,null,null,null,null,0.70200000000000007,0,0]
[null,0.70300000000000007,0,0,602.06410845275764,1110.2022746551513,null,null,null,null,null,null,null,null,null,null,null,0.70300000000000007,0,0]
[null,0.70399999999999996,0,0,602.8026435669542,1111.3410929270863,null,null,null,null,null,null,null,null,null,null,null,0.70399999999999996,0,0]
[null,0.70499999999999996,0,0,603.54087531431901,1112.4789056870475,null,null,null,null,null,null,null,null,null,null,null,{"$f":"B714","v":0.70499999999999996},{"$f":"C714","v":0},{"$f":"D714","v":0}]
[null,0.70599999999999996,0,0,604.27880381946568,1113.615713822845,null,null,null,null,null,null,null,null,null,null,null,0.70599999999999996,0,0]
[null,0.70699999999999996,0,0,605.01642920695633,1114.751518221505,null,null,null,null,null,null,null,null,null,null,null,0.70699999999999996,0,0]
[null,0.70799999999999996,0,0,605.75375160130238,1115.8863197692706,null,null,null,null,null,null,null,null,null,null,null,0.70799999999999996,0,0]
[null,0.70899999999999996,0,0,606.49077112696386,1117.0201193516023,null,null,null,null,null,null,null,null,null,null,null,0.70899999999999996,0,0]
[null,0.71,0,0,607.2274879083493,1118.1529178531787,null,null,null,null,null,null,null,null,null,null,null,0.71,0,0]
[null,0.71099999999999997,0,0,607.96390206981675,1119.2847161578973,null,null,null,null,null,null,null,null,null,null,null,0.71099999999999997,0,0]
[null,0.71199999999999997,0,0,608.70001373567266,1120.4155151488751,null,null,null,null,null,null,null,null,null,null,null,0.71199999999999997,0,0]
[null,0.71299999999999997,0,0,609.43582303017274,1121.5453157084498,null,null,null,null,null,null,null,null,null,null,null,0.71299999999999997,0,0]
[null,0.71399999999999997,0,0,610.17133007752159,1122.6741187181799,null,null,null,null,null,null,null,null,null,null,null,0.71399999999999997,0,0]
[null,0.71499999999999997,0,0,610.90653500187273,1123.8019250588445,null,null,null,null,null,null,null,null,null,null,null,0.71499999999999997,0,0]
[null,0.71599999999999997,0,0,611.64143792732875,1124.9287356104467,null,null,null,null,null,null,null,null,null,null,null,0.71599999999999997,0,0]
[null,0.71699999999999997,0,0,612.37603897794122,1126.0545512522117,null,null,null,null,null,null,null,null,null,null,null,0.71699999999999997,0,0]
[null,0.71799999999999997,0,0,613.11033827771075,1127.179372862588,null,null,null,null,null,null,null,null,null,null,null,0.71799999999999997,0,0]
[null,0.71899999999999997,0,0,613.84433595058715,1128.3032013192496,null,null,null,null,null,null,null,null,null,null,null,0.71899999999999997,0,0]
[null,0.72,0,0,614.57803212046895,1129.4260374990943,null,null,null,null,null,null,null,null,null,null,null,0.72,0,0]
[null,0.72099999999999997,0,0,615.31142691120431,1130.5478822782466,null,null,null,null,null,null,null,null,null,null,null,0.72099999999999997,0,0]
[null,0.72199999999999998,0,0,616.04452044659001,1131.668736532057,null,null,null,null,null,null,null,null,null,null,null,0.72199999999999998,0,0]
[null,0.72299999999999998,0,0,616.77731285037225,1132.7886011351036,null,null,null,null,null,null,null,null,null,null,null,0.72299999999999998,0,0]
[null,0.72399999999999998,0,0,617.5098042462464,1133.9074769611914,null,null,null,null,null,null,null,null,null,null,null,0.72399999999999998,0,0]
[null,0.72499999999999998,0,0,618.24199475785701,1135.0253648833548,null,null,null,null,null,null,null,null,null,null,null,0.72499999999999998,0,0]
[null,0.72599999999999998,0,0,618.97388450879782,1136.1422657738565,null,null,null,null,null,null,null,null,null,null,null,0.72599999999999998,0,0]
[null,0.72699999999999998,0,0,619.70547362261175,1137.25818050419,null,null,null,null,null,null,null,null,null,null,null,0.72699999999999998,0,0]
[null,0.72799999999999998,0,0,620.43676222279089,1138.3731099450786,null,null,null,null,null,null,null,null,null,null,null,0.72799999999999998,0,0]
[null,0.72899999999999998,0,0,621.16775043277676,1139.487054966477,null,null,null,null,null,null,null,null,null,null,null,0.72899999999999998,0,0]
[null,0.73,0,0,621.89843837596027,1140.6000164375719,null,null,null,null,null,null,null,null,null,null,null,0.73,0,0]
[null,0.73099999999999998,0,0,622.62882617568141,1141.7119952267824,null,null,null,null,null,null,null,null,null,null,null,0.73099999999999998,0,0]
[null,0.73199999999999998,0,0,623.35891395522958,1142.8229922017608,null,null,null,null,null,null,null,null,null,null,null,0.73199999999999998,0,0]
[null,0.73299999999999998,0,0,624.08870183784381,1143.9330082293936,null,null,null,null,null,null,null,null,null,null,null,0.73299999999999998,0,0]
[null,0.73399999999999999,0,0,624.81818994671187,1145.0420441758015,null,null,null,null,null,null,null,null,null,null,null,0.73399999999999999,0,0]
[null,0.73499999999999999,0,0,625.54737840497171,1146.1501009063406,null,null,null,null,null,null,null,null,null,null,null,0.73499999999999999,0,0]
[null,0.73599999999999999,0,0,626.27626733570992,1147.2571792856033,null,null,null,null,null,null,null,null,null,null,null,0.73599999999999999,0,0]
[null,0.73699999999999999,0,0,627.00485686196328,1148.3632801774183,null,null,null,null,null,null,null,null,null,null,null,0.73699999999999999,0,0]
[null,0.73799999999999999,0,0,627.73314710671741,1149.4684044448516,null,null,null,null,null,null,null,null,null,null,null,0.73799999999999999,0,0]
[null,0.73899999999999999,0,0,628.4611381929077,1150.5725529502067,null,null,null,null,null,null,null,null,null,null,null,0.73899999999999999,0,0]
[null,0.74,0,0,629.18883024341915,1151.6757265550266,null,null,null,null,null,null,null,null,null,null,null,0.74,0,0]
[null,0.74099999999999999,0,0,629.91622338108618,1152.7779261200931,null,null,null,null,null,null,null,null,null,null,null,0.74099999999999999,0,0]
[null,0.74199999999999999,0,0,630.64331772869241,1153.879152505428,null,null,null,null,null,null,null,null,null,null,null,0.74199999999999999,0,0]
[null,0.74299999999999999,0,0,631.37011340897163,1154.9794065702943,null,null,null,null,null,null,null,null,null,null,null,0.74299999999999999,0,0]
[null,0.74399999999999999,0,0,632.09661054460673,1156.0786891731952,null,null,null,null,null,null,null,null,null,null,null,0.74399999999999999,0,0]
[null,0.745,0,0,632.82280925823068,1157.1770011718772,null,null,null,null,null,null,null,null,null,null,null,0.745,0,0]
[null,0.746,0,0,633.54870967242539,1158.2743434233284,null,null,null,null,null,null,null,null,null,null,null,0.746,0,0]
[null,0.747,0,0,634.27431190972311,1159.3707167837804,null,null,null,null,null,null,null,null,null,null,null,0.747,0,0]
[null,0.748,0,0,634.99961609260538,1160.4661221087094,null,null,null,null,null,null,null,null,null,null,null,0.748,0,0]
[null,0.749,0,0,635.72462234350337,1161.5605602528358,null,null,null,null,null,null,null,null,null,null,null,0.749,0,0]
[null,0.75,0,0,636.44933078479835,1162.6540320701256,null,null,null,null,null,null,null,null,null,null,null,0.75,0,0]
[null,0.751,0,0,637.17374153882088,1163.7465384137902,null,null,null,null,null,null,null,null,null,null,null,0.751,0,0]
[null,0.752,0,0,637.89785472785172,1164.8380801362882,null,null,null,null,null,null,null,null,null,null,null,0.752,0,0]
[null,0.753,0,0,638.62167047412072,1165.9286580893256,null,null,null,null,null,null,null,null,null,null,null,0.753,0,0]
[null,0.754,0,0,639.34518889980836,1167.0182731238563,null,null,null,null,null,null,null,null,null,null,null,0.754,0,0]
[null,0.755,0,0,640.06841012704444,1168.106926090082,null,null,null,null,null,null,null,null,null,null,null,0.755,0,0]
[null,0.75600000000000001,0,0,640.7913342779085,1169.1946178374556,null,null,null,null,null,null,null,null,null,null,null,0.75600000000000001,0,0]
[null,0.75700000000000001,0,0,641.51396147443018,1170.2813492146781,null,null,null,null,null,null,null,null,null,null,null,0.75700000000000001,0,0]
[null,0.75800000000000001,0,0,642.23629183858884,1171.3671210697023,null,null,null,null,null,null,null,null,null,null,null,0.75800000000000001,0,0]
[null,0.75900000000000001,0,0,642.95832549231386,1172.4519342497315,null,null,null,null,null,null,null,null,null,null,null,0.75900000000000001,0,0]
[null,0.76,0,0,643.68006255748469,1173.5357896012215,null,null,null,null,null,null,null,null,null,null,null,0.76,0,0]
[null,0.76100000000000001,0,0,644.4015031559303,1174.6186879698807,null,null,null,null,null,null,null,null,null,null,null,0.76100000000000001,0,0]
[null,0.76200000000000001,0,0,645.12264740942965,1175.7006302006707,null,null,null,null,null,null,null,null,null,null,null,0.76200000000000001,0,0]
[null,0.76300000000000001,0,0,645.84349543971223,1176.781617137807,null,null,null,null,null,null,null,null,null,null,null,0.76300000000000001,0,0]
[null,0.76400000000000001,0,0,646.56404736845707,1177.8616496247598,null,null,null,null,null,null,null,null,null,null,null,0.76400000000000001,0,0]
[null,0.76500000000000001,0,0,647.28430331729317,1178.9407285042541,null,null,null,null,null,null,null,null,null,null,null,0.76500000000000001,0,0]
[null,0.76600000000000001,0,0,648.00426340779984,1180.0188546182717,null,null,null,null,null,null,null,null,null,null,null,0.76600000000000001,0,0]
[null,0.76700000000000002,0,0,648.72392776150627,1181.0960288080505,null,null,null,null,null,null,null,null,null,null,null,0.76700000000000002,0,0]
[null,0.76800000000000002,0,0,649.44329649989163,1182.1722519140853,null,null,null,null,null,null,null,null,null,null,null,0.76800000000000002,0,0]
[null,0.76900000000000002,0,0,650.1623697443855,1183.2475247761292,null,null,null,null,null,null,null,null,null,null,null,{"$f":"B778","v":0.76900000000000002},{"$f":"C778","v":0},{"$f":"D778","v":0}]
[null,0.77,0,0,650.88114761636712,1184.3218482331943,null,null,null,null,null,null,null,null,null,null,null,0.77,0,0]
[null,0.77100000000000002,0,0,651.59963023716671,1185.395223123551,null,null,null,null,null,null,null,null,null,null,null,0.77100000000000002,0,0]
[null,0.77200000000000002,0,0,652.31781772806369,1186.4676502847294,null,null,null,null,null,null,null,null,null,null,null,0.77200000000000002,0,0]
[null,0.77300000000000002,0,0,653.03571021028813,1187.5391305535215,null,null,null,null,null,null,null,null,null,null,null,0.77300000000000002,0,0]
[null,0.77400000000000002,0,0,653.75330780502031,1188.609664765979,null,null,null,null,null,null,null,null,null,null,null,0.77400000000000002,0,0]
[null,0.77500000000000002,0,0,654.47061063339061,1189.6792537574165,null,null,null,null,null,null,null,null,null,null,null,0.77500000000000002,0,0]
[null,0.77600000000000002,0,0,655.1876188164797,1190.7478983624103,null,null,null,null,null,null,null,null,null,null,null,0.77600000000000002,0,0]
[null,0.77700000000000002,0,0,655.90433247531871,1191.8155994147999,null,null,null,null,null,null,null,null,null,null,null,0.77700000000000002,0,0]
[null,0.77800000000000002,0,0,656.62075173088874,1192.882357747689,null,null,null,null,null,null,null,null,null,null,null,0.77800000000000002,0,0]
[null,0.77900000000000003,0,0,657.33687670412121,1193.9481741934458,null,null,null,null,null,null,null,null,null,null,null,0.77900000000000003,0,0]
[null,0.78,0,0,658.05270751589819,1195.0130495837025,null,null,null,null,null,null,null,null,null,null,null,0.78,0,0]
[null,0.78100000000000003,0,0,658.76824428705186,1196.076984749358,null,null,null,null,null,null,null,null,null,null,null,0.78100000000000003,0,0]
[null,0.78200000000000003,0,0,659.48348713836469,1197.1399805205779,null,null,null,null,null,null,null,null,null,null,null,0.78200000000000003,0,0]
[null,0.78300000000000003,0,0,660.19843619056962,1198.2020377267936,null,null,null,null,null,null,null,null,null,null,null,0.78300000000000003,0,0]
[null,0.78400000000000003,0,0,660.91309156435022,1199.2631571967049,null,null,null,null,null,null,null,null,null,null,null,0.78400000000000003,0,0]
[null,0.78500000000000003,0,0,661.62745338034006,1200.3233397582801,null,null,null,null,null,null,null,null,null,null,null,0.78500000000000003,0,0]
[null,0.78600000000000003,0,0,662.34152175912357,1201.3825862387557,null,null,null,null,null,null,null,null,null,null,null,0.78600000000000003,0,0]
[null,0.78700000000000003,0,0,663.05529682123529,1202.4408974646387,null,null,null,null,null,null,null,null,null,null,null,0.78700000000000003,0,0]
[null,0.78800000000000003,0,0,663.76877868716053,1203.4982742617053,null,null,null,null,null,null,null,null,null,null,null,0.78800000000000003,0,0]
[null,0.78900000000000003,0,0,664.48196747733493,1204.5547174550038,null,null,null,null,null,null,null,null,null,null,null,0.78900000000000003,0,0]
[null,0.79,0,0,665.19486331214478,1205.6102278688531,null,null,null,null,null,null,null,null,null,null,null,0.79,0,0]
[null,0.79100000000000004,0,0,665.9074663119269,1206.6648063268447,null,null,null,null,null,null,null,null,null,null,null,0.79100000000000004,0,0]
[null,0.79200000000000004,0,0,666.61977659696845,1207.7184536518425,null,null,null,null,null,null,null,null,null,null,null,0.79200000000000004,0,0]
[null,0.79300000000000004,0,0,667.33179428750748,1208.7711706659845,null,null,null,null,null,null,null,null,null,null,null,0.79300000000000004,0,0]
[null,0.79400000000000004,0,0,668.04351950373268,1209.8229581906821,null,null,null,null,null,null,null,null,null,null,null,0.79400000000000004,0,0]
[null,0.79500000000000004,0,0,668.75495236578308,1210.873817046622,null,null,null,null,null,null,null,null,null,null,null,0.79500000000000004,0,0]
[null,0.79600000000000004,0,0,669.46609299374848,1211.9237480537661,null,null,null,null,null,null,null,null,null,null,null,0.79600000000000004,0,0]
[null,0.79700000000000004,0,0,670.17694150766954,1212.972752031352,null,null,null,null,null,null,null,null,null,null,null,0.79700000000000004,0,0]
[null,0.79800000000000004,0,0,670.88749802753728,1214.0208297978947,null,null,null,null,null,null,null,null,null,null,null,0.79800000000000004,0,0]
[null,0.79900000000000004,0,0,671.5977626732938,1215.0679821711858,null,null,null,null,null,null,null,null,null,null,null,0.79900000000000004,0,0]
[null,0.8,0,0,672.30773556483166,1216.1142099682952,null,null,null,null,null,null,null,null,null,null,null,0.8,0,0]
[null,0.80100000000000005,0,0,673.01741682199417,1217.1595140055711,null,null,null,null,null,null,null,null,null,null,null,0.80100000000000005,0,0]
[null,0.80200000000000005,0,0,673.72680656457567,1218.2038950986409,null,null,null,null,null,null,null,null,null,null,null,0.80200000000000005,0,0]
[null,0.80300000000000005,0,0,674.43590491232112,1219.2473540624126,null,null,null,null,null,null,null,null,null,null,null,0.80300000000000005,0,0]
[null,0.80400000000000005,0,0,675.14471198492595,1220.2898917110731,null,null,null,null,null,null,null,null,null,null,null,0.80400000000000005,0,0]
[null,0.80500000000000005,0,0,675.85322790203713,1221.3315088580925,null,null,null,null,null,null,null,null,null,null,null,0.80500000000000005,0,0]
[null,0.80600000000000005,0,0,676.56145278325175,1222.3722063162211,null,null,null,null,null,null,null,null,null,null,null,0.80600000000000005,0,0]
[null,0.80700000000000005,0,0,677.26938674811856,1223.4119848974922,null,null,null,null,null,null,null,null,null,null,null,0.80700000000000005,0,0]
[null,0.80800000000000005,0,0,677.97702991613653,1224.4508454132215,null,null,null,null,null,null,null,null,null,null,null,0.80800000000000005,0,0]
[null,0.80900000000000005,0,0,678.68438240675584,1225.4887886740089,null,null,null,null,null,null,null,null,null,null,null,0.80900000000000005,0,0]
[null,0.81,0,0,679.39144433937759,1226.5258154897392,null,null,null,null,null,null,null,null,null,null,null,0.81,0,0]
[null,0.81100000000000005,0,0,680.09821583335372,1227.5619266695808,null,null,null,null,null,null,null,null,null,null,null,0.81100000000000005,0,0]
[null,0.81200000000000006,0,0,680.80469700798722,1228.5971230219886,null,null,null,null,null,null,null,null,null,null,null,0.81200000000000006,0,0]
[null,0.81300000000000006,0,0,681.51088798253215,1229.6314053547032,null,null,null,null,null,null,null,null,null,null,null,0.81300000000000006,0,0]
[null,0.81400000000000006,0,0,682.21678887619362,1230.6647744747522,null,null,null,null,null,null,null,null,null,null,null,0.81400000000000006,0,0]
[null,0.81500000000000006,0,0,682.92239980812747,1231.6972311884508,null,null,null,null,null,null,null,null,null,null,null,0.81500000000000006,0,0]
[null,0.81600000000000006,0,0,683.62772089744101,1232.7287763014015,null,null,null,null,null,null,null,null,null,null,null,0.81600000000000006,0,0]
[null,0.81700000000000006,0,0,684.33275226319222,1233.7594106184965,null,null,null,null,null,null,null,null,null,null,null,0.81700000000000006,0,0]
[null,0.81800000000000006,0,0,685.03749402439041,1234.7891349439174,null,null,null,null,null,null,null,null,null,null,null,0.81800000000000006,0,0]
[null,0.81900000000000006,0,0,685.74194629999579,1235.8179500811343,null,null,null,null,null,null,null,null,null,null,null,0.81900000000000006,0,0]
[null,0.82000000000000006,0,0,686.44610920892023,1236.8458568329095,null,null,null,null,null,null,null,null,null,null,null,0.82000000000000006,0,0]
[null,0.82100000000000006,0,0,687.14998287002618,1237.8728560012955,null,null,null,null,null,null,null,null,null,null,null,0.82100000000000006,0,0]
[null,0.82200000000000006,0,0,687.85356740212751,1238.8989483876371,null,null,null,null,null,null,null,null,null,null,null,0.82200000000000006,0,0]
[null,0.82300000000000006,0,0,688.55686292398923,1239.9241347925717,null,null,null,null,null,null,null,null,null,null,null,0.82300000000000006,0,0]
[null,0.82400000000000007,0,0,689.25986955432779,1240.9484160160293,null,null,null,null,null,null,null,null,null,null,null,0.82400000000000007,0,0]
[null,0.82500000000000007,0,0,689.9625874118102,1241.9717928572336,null,null,null,null,null,null,null,null,null,null,null,0.82500000000000007,0,0]
[null,0.82600000000000007,0,0,690.66501661505583,1242.9942661147031,null,null,null,null,null,null,null,null,null,null,null,0.82600000000000007,0,0]
[null,0.82700000000000007,0,0,691.36715728263414,1244.0158365862512,null,null,null,null,null,null,null,null,null,null,null,0.82700000000000007,0,0]
[null,0.82800000000000007,0,0,692.06900953306683,1245.0365050689863,null,null,null,null,null,null,null,null,null,null,null,0.82800000000000007,0,0]
[null,0.82900000000000007,0,0,692.7705734848264,1246.0562723593134,null,null,null,null,null,null,null,null,null,null,null,0.82900000000000007,0,0]
[null,0.83000000000000007,0,0,693.47184925633667,1247.0751392529348,null,null,null,null,null,null,null,null,null,null,null,0.83000000000000007,0,0]
[null,0.83100000000000007,0,0,694.17283696597326,1248.0931065448494,null,null,null,null,null,null,null,null,null,null,null,0.83100000000000007,0,0]
[null,0.83200000000000007,0,0,694.87353673206246,1249.1101750293544,null,null,null,null,null,null,null,null,null,null,null,0.83200000000000007,0,0]
[null,0.83299999999999996,0,0,695.57394867288269,1250.1263455000458,null,null,null,null,null,null,null,null,null,null,null,{"$f":"B842","v":0.83299999999999996},{"$f":"C842","v":0},{"$f":"D842","v":0}]
[null,0.83399999999999996,0,0,696.27407290666326,1251.1416187498191,null,null,null,null,null,null,null,null,null,null,null,0.83399999999999996,0,0]
[null,0.83499999999999996,0,0,696.97390955158539,1252.1559955708694,null,null,null,null,null,null,null,null,null,null,null,0.83499999999999996,0,0]
[null,0.83599999999999997,0,0,697.67345872578119,1253.1694767546926,null,null,null,null,null,null,null,null,null,null,null,0.83599999999999997,0,0]
[null,0.83699999999999997,0,0,698.37272054733455,1254.1820630920852,null,null,null,null,null,null,null,null,null,null,null,0.83699999999999997,0,0]
[null,0.83799999999999997,0,0,699.07169513428096,1255.1937553731461,null,null,null,null,null,null,null,null,null,null,null,0.83799999999999997,0,0]
[null,0.83899999999999997,0,0,699.77038260460722,1256.2045543872766,null,null,null,null,null,null,null,null,null,null,null,0.83899999999999997,0,0]
[null,0.84,0,0,700.46878307625173,1257.2144609231805,null,null,null,null,null,null,null,null,null,null,null,0.84,0,0]
[null,0.84099999999999997,0,0,701.16689666710454,1258.2234757688655,null,null,null,null,null,null,null,null,null,null,null,0.84099999999999997,0,0]
[null,0.84199999999999997,0,0,701.86472349500707,1259.2315997116436,null,null,null,null,null,null,null,null,null,null,null,0.84199999999999997,0,0]
[null,0.84299999999999997,0,0,702.56226367775264,1260.2388335381311,null,null,null,null,null,null,null,null,null,null,null,0.84299999999999997,0,0]
[null,0.84399999999999997,0,0,703.25951733308591,1261.245178034251,null,null,null,null,null,null,null,null,null,null,null,0.84399999999999997,0,0]
[null,0.84499999999999997,0,0,703.95648457870311,1262.2506339852309,null,null,null,null,null,null,null,null,null,null,null,0.84499999999999997,0,0]
[null,0.84599999999999997,0,0,704.65316553225261,1263.2552021756064,null,null,null,null,null,null,null,null,null,null,null,0.84599999999999997,0,0]
[null,0.84699999999999998,0,0,705.34956031133368,1264.2588833892191,null,null,null,null,null,null,null,null,null,null,null,0.84699999999999998,0,0]
[null,0.84799999999999998,0,0,706.04566903349814,1265.2616784092199,null,null,null,null,null,null,null,null,null,null,null,0.84799999999999998,0,0]
[null,0.84899999999999998,0,0,706.74149181624887,1266.2635880180674,null,null,null,null,null,null,null,null,null,null,null,0.84899999999999998,0,0]
[null,0.85,0,0,707.43702877704084,1267.2646129975287,null,null,null,null,null,null,null,null,null,null,null,0.85,0,0]
[null,0.85099999999999998,0,0,708.13228003328072,1268.2647541286824,null,null,null,null,null,null,null,null,null,null,null,0.85099999999999998,0,0]
[null,0.85199999999999998,0,0,708.82724570232665,1269.2640121919155,null,null,null,null,null,null,null,null,null,null,null,0.85199999999999998,0,0]
[null,0.85299999999999998,0,0,709.521925901489,1270.2623879669277,null,null,null,null,null,null,null,null,null,null,null,0.85299999999999998,0,0]
[null,0.85399999999999998,0,0,710.21632074802972,1271.2598822327293,null,null,null,null,null,null,null,null,null,null,null,0.85399999999999998,0,0]
[null,0.85499999999999998,0,0,710.91043035916255,1272.2564957676427,null,null,null,null,null,null,null,null,null,null,null,0.85499999999999998,0,0]
[null,0.85599999999999998,0,0,711.60425485205326,1273.2522293493037,null,null,null,null,null,null,null,null,null,null,null,0.85599999999999998,0,0]
[null,0.85699999999999998,0,0,712.29779434381931,1274.2470837546607,null,null,null,null,null,null,null,null,null,null,null,0.85699999999999998,0,0]
[null,0.85799999999999998,0,0,712.99104895153016,1275.2410597599769,null,null,null,null,null,null,null,null,null,null,null,0.85799999999999998,0,0]
[null,0.85899999999999999,0,0,713.6840187922071,1276.2341581408295,null,null,null,null,null,null,null,null,null,null,null,0.85899999999999999,0,0]
[null,0.86,0,0,714.37670398282364,1277.2263796721113,null,null,null,null,null,null,null,null,null,null,null,0.86,0,0]
[null,0.86099999999999999,0,0,715.06910464030489,1278.2177251280309,null,null,null,null,null,null,null,null,null,null,null,0.86099999999999999,0,0]
[null,0.86199999999999999,0,0,715.76122088152783,1279.2081952821129,null,null,null,null,null,null,null,null,null,null,null,0.86199999999999999,0,0]
[null,0.86299999999999999,0,0,716.45305282332185,1280.1977909071991,null,null,null,null,null,null,null,null,null,null,null,0.86299999999999999,0,0]
[null,0.86399999999999999,0,0,717.14460058246823,1281.1865127754495,null,null,null,null,null,null,null,null,null,null,null,0.86399999999999999,0,0]
[null,0.86499999999999999,0,0,717.83586427570003,1282.1743616583415,null,null,null,null,null,null,null,null,null,null,null,0.86499999999999999,0,0]
[null,0.86599999999999999,0,0,718.52684401970259,1283.1613383266715,null,null,null,null,null,null,null,null,null,null,null,0.86599999999999999,0,0]
[null,0.86699999999999999,0,0,719.21753993111327,1284.1474435505561,null,null,null,null,null,null,null,null,null,null,null,0.86699999999999999,0,0]
[null,0.86799999999999999,0,0,719.90795212652154,1285.1326780994307,null,null,null,null,null,null,null,null,null,null,null,0.86799999999999999,0,0]
[null,0.86899999999999999,0,0,720.59808072246892,1286.1170427420527,null,null,null,null,null,null,null,null,null,null,null,0.86899999999999999,0,0]
[null,0.87,0,0,721.28792583544885,1287.1005382464991,null,null,null,null,null,null,null,null,null,null,null,0.87,0,0]
[null,0.871,0,0,721.97748758190767,1288.0831653801706,null,null,null,null,null,null,null,null,null,null,null,0.871,0,0]
[null,0.872,0,0,722.66676607824286,1289.0649249097885,null,null,null,null,null,null,null,null,null,null,null,0.872,0,0]
[null,0.873,0,0,723.35576144080494,1290.0458176013985,null,null,null,null,null,null,null,null,null,null,null,0.873,0,0]
[null,0.874,0,0,724.04447378589612,1291.0258442203694,null,null,null,null,null,null,null,null,null,null,null,0.874,0,0]
[null,0.875,0,0,724.73290322977107,1292.0050055313943,null,null,null,null,null,null,null,null,null,null,null,0.875,0,0]
[null,0.876,0,0,725.42104988863662,1292.9833022984906,null,null,null,null,null,null,null,null,null,null,null,0.876,0,0]
[null,0.877,0,0,726.10891387865183,1293.9607352850019,null,null,null,null,null,null,null,null,null,null,null,0.877,0,0]
[null,0.878,0,0,726.79649531592838,1294.9373052535977,null,null,null,null,null,null,null,null,null,null,null,0.878,0,0]
[null,0.879,0,0,727.48379431652972,1295.9130129662738,null,null,null,null,null,null,null,null,null,null,null,0.879,0,0]
[null,0.88,0,0,728.17081099647203,1296.8878591843527,null,null,null,null,null,null,null,null,null,null,null,0.88,0,0]
[null,0.88100000000000001,0,0,728.8575454717236,1297.8618446684861,null,null,null,null,null,null,null,null,null,null,null,0.88100000000000001,0,0]
[null,0.88200000000000001,0,0,729.54399785820533,1298.8349701786528,null,null,null,null,null,null,null,null,null,null,null,0.88200000000000001,0,0]
[null,0.88300000000000001,0,0,730.23016827179003,1299.8072364741611,null,null,null,null,null,null,null,null,null,null,null,0.88300000000000001,0,0]
[null,0.88400000000000001,0,0,730.91605682830357,1300.7786443136492,null,null,null,null,null,null,null,null,null,null,null,0.88400000000000001,0,0]
[null,0.88500000000000001,0,0,731.60166364352381,1301.749194455085,null,null,null,null,null,null,null,null,null,null,null,0.88500000000000001,0,0]
[null,0.88600000000000001,0,0,732.286988833181,1302.7188876557666,null,null,null,null,null,null,null,null,null,null,null,0.88600000000000001,0,0]
[null,0.88700000000000001,0,0,732.97203251295821,1303.687724672325,null,null,null,null,null,null,null,null,null,null,null,0.88700000000000001,0,0]
[null,0.88800000000000001,0,0,733.65679479849064,1304.6557062607214,null,null,null,null,null,null,null,null,null,null,null,0.88800000000000001,0,0]
[null,0.88900000000000001,0,0,734.34127580536631,1305.6228331762511,null,null,null,null,null,null,null,null,null,null,null,0.88900000000000001,0,0]
[null,0.89,0,0,735.02547564912527,1306.5891061735413,null,null,null,null,null,null,null,null,null,null,null,0.89,0,0]
[null,0.89100000000000001,0,0,735.70939444526073,1307.5545260065537,null,null,null,null,null,null,null,null,null,null,null,0.89100000000000001,0,0]
[null,0.89200000000000002,0,0,736.39303230921803,1308.5190934285838,null,null,null,null,null,null,null,null,null,null,null,0.89200000000000002,0,0]
[null,0.89300000000000002,0,0,737.07638935639511,1309.4828091922625,null,null,null,null,null,null,null,null,null,null,null,0.89300000000000002,0,0]
[null,0.89400000000000002,0,0,737.75946570214262,1310.4456740495552,null,null,null,null,null,null,null,null,null,null,null,0.89400000000000002,0,0]
[null,0.89500000000000002,0,0,738.44226146176391,1311.4076887517647,null,null,null,null,null,null,null,null,null,null,null,0.89500000000000002,0,0]
[null,0.89600000000000002,0,0,739.12477675051503,1312.3688540495293,null,null,null,null,null,null,null,null,null,null,null,0.89600000000000002,0,0]
[null,0.89700000000000002,0,0,739.80701168360451,1313.3291706928253,null,null,null,null,null,null,null,null,null,null,null,{"$f":"B906","v":0.89700000000000002},{"$f":"C906","v":0},{"$f":"D906","v":0}]
[null,0.89800000000000002,0,0,740.48896637619328,1314.2886394309662,null,null,null,null,null,null,null,null,null,null,null,0.89800000000000002,0,0]
[null,0.89900000000000002,0,0,741.17064094339537,1315.2472610126042,null,null,null,null,null,null,null,null,null,null,null,0.89900000000000002,0,0]
[null,0.9,0,0,741.85203550027745,1316.2050361857307,null,null,null,null,null,null,null,null,null,null,null,0.9,0,0]
[null,0.90100000000000002,0,0,742.533150161859,1317.1619656976761,null,null,null,null,null,null,null,null,null,null,null,0.90100000000000002,0,0]
[null,0.90200000000000002,0,0,743.21398504311196,1318.1180502951115,null,null,null,null,null,null,null,null,null,null,null,0.90200000000000002,0,0]
[null,0.90300000000000002,0,0,743.89454025896134,1319.0732907240485,null,null,null,null,null,null,null,null,null,null,null,0.90300000000000002,0,0]
[null,0.90400000000000003,0,0,744.57481592428485,1320.02768772984,null,null,null,null,null,null,null,null,null,null,null,0.90400000000000003,0,0]
[null,0.90500000000000003,0,0,745.25481215391289,1320.9812420571811,null,null,null,null,null,null,null,null,null,null,null,0.90500000000000003,0,0]
[null,0.90600000000000003,0,0,745.93452906262883,1321.9339544501086,null,null,null,null,null,null,null,null,null,null,null,0.90600000000000003,0,0]
[null,0.90700000000000003,0,0,746.61396676516881,1322.8858256520032,null,null,null,null,null,null,null,null,null,null,null,0.90700000000000003,0,0]
[null,0.90800000000000003,0,0,747.29312537622206,1323.8368564055884,null,null,null,null,null,null,null,null,null,null,null,0.90800000000000003,0,0]
[null,0.90900000000000003,0,0,747.97200501043028,1324.7870474529332,null,null,null,null,null,null,null,null,null,null,null,0.90900000000000003,0,0]
[null,0.91,0,0,748.65060578238854,1325.7363995354499,null,null,null,null,null,null,null,null,null,null,null,0.91,0,0]
[null,0.91100000000000003,0,0,749.32892780664429,1326.6849133938972,null,null,null,null,null,null,null,null,null,null,null,0.91100000000000003,0,0]
[null,0.91200000000000003,0,0,750.00697119769882,1327.6325897683798,null,null,null,null,null,null,null,null,null,null,null,0.91200000000000003,0,0]
[null,0.91300000000000003,0,0,750.68473607000521,1328.5794293983479,null,null,null,null,null,null,null,null,null,null,null,0.91300000000000003,0,0]
[null,0.91400000000000003,0,0,751.36222253797052,1329.5254330225998,null,null,null,null,null,null,null,null,null,null,null,0.91400000000000003,0,0]
[null,0.91500000000000004,0,0,752.03943071595438,1330.4706013792811,null,null,null,null,null,null,null,null,null,null,null,0.91500000000000004,0,0]
[null,0.91600000000000004,0,0,752.71636071826958,1331.4149352058855,null,null,null,null,null,null,null,null,null,null,null,0.91600000000000004,0,0]
[null,0.91700000000000004,0,0,753.39301265918141,1332.3584352392561,null,null,null,null,null,null,null,null,null,null,null,0.91700000000000004,0,0]
[null,0.91800000000000004,0,0,754.06938665290932,1333.3011022155852,null,null,null,null,null,null,null,null,null,null,null,0.91800000000000004,0,0]
[null,0.91900000000000004,0,0,754.74548281362479,1334.2429368704143,null,null,null,null,null,null,null,null,null,null,null,0.91900000000000004,0,0]
[null,0.92,0,0,755.42130125545293,1335.1839399386365,null,null,null,null,null,null,null,null,null,null,null,0.92,0,0]
[null,0.92100000000000004,0,0,756.09684209247212,1336.1241121544956,null,null,null,null,null,null,null,null,null,null,null,0.92100000000000004,0,0]
[null,0.92200000000000004,0,0,756.7721054387132,1337.0634542515872,null,null,null,null,null,null,null,null,null,null,null,0.92200000000000004,0,0]
[null,0.92300000000000004,0,0,757.44709140816076,1338.0019669628589,null,null,null,null,null,null,null,null,null,null,null,0.92300000000000004,0,0]
[null,0.92400000000000004,0,0,758.12180011475232,1338.9396510206116,null,null,null,null,null,null,null,null,null,null,null,0.92400000000000004,0,0]
[null,0.92500000000000004,0,0,758.79623167237889,1339.8765071564992,null,null,null,null,null,null,null,null,null,null,null,0.92500000000000004,0,0]
[null,0.92600000000000005,0,0,759.47038619488433,1340.81253610153,null,null,null,null,null,null,null,null,null,null,null,0.92600000000000005,0,0]
[null,0.92700000000000005,0,0,760.14426379606607,1341.7477385860664,null,null,null,null,null,null,null,null,null,null,null,0.92700000000000005,0,0]
[null,0.92800000000000005,0,0,760.8178645896744,1342.6821153398262,null,null,null,null,null,null,null,null,null,null,null,0.92800000000000005,0,0]
[null,0.92900000000000005,0,0,761.49118868941332,1343.6156670918829,null,null,null,null,null,null,null,null,null,null,null,0.92900000000000005,0,0]
[null,0.93,0,0,762.16423620893943,1344.5483945706665,null,null,null,null,null,null,null,null,null,null,null,0.93,0,0]
[null,0.93100000000000005,0,0,762.83700726186362,1345.480298503963,null,null,null,null,null,null,null,null,null,null,null,0.93100000000000005,0,0]
[null,0.93200000000000005,0,0,763.50950196174961,1346.411379618917,null,null,null,null,null,null,null,null,null,null,null,0.93200000000000005,0,0]
[null,0.93300000000000005,0,0,764.18172042211404,1347.3416386420299,null,null,null,null,null,null,null,null,null,null,null,0.93300000000000005,0,0]
[null,0.93400000000000005,0,0,764.85366275642787,1348.2710762991626,null,null,null,null,null,null,null,null,null,null,null,0.93400000000000005,0,0]
[null,0.93500000000000005,0,0,765.52532907811462,1349.1996933155342,null,null,null,null,null,null,null,null,null,null,null,0.93500000000000005,0,0]
[null,0.93600000000000005,0,0,766.19671950055147,1350.1274904157244,null,null,null,null,null,null,null,null,null,null,null,0.93600000000000005,0,0]
[null,0.93700000000000006,0,0,766.86783413706939,1351.0544683236728,null,null,null,null,null,null,null,null,null,null,null,0.93700000000000006,0,0]
[null,0.93800000000000006,0,0,767.53867310095222,1351.9806277626794,null,null,null,null,null,null,null,null,null,null,null,0.93800000000000006,0,0]
[null,0.93900000000000006,0,0,768.20923650543784,1352.9059694554062,null,null,null,null,null,null,null,null,null,null,null,0.93900000000000006,0,0]
[null,0.94000000000000006,0,0,768.87952446371708,1353.8304941238764,null,null,null,null,null,null,null,null,null,null,null,0.94000000000000006,0,0]
[null,0.94100000000000006,0,0,769.5495370889347,1354.7542024894763,null,null,null,null,null,null,null,null,null,null,null,0.94100000000000006,0,0]
[null,0.94200000000000006,0,0,770.21927449418854,1355.6770952729551,null,null,null,null,null,null,null,null,null,null,null,0.94200000000000006,0,0]
[null,0.94300000000000006,0,0,770.88873679253049,1356.5991731944255,null,null,null,null,null,null,null,null,null,null,null,0.94300000000000006,0,0]
[null,0.94400000000000006,0,0,771.55792409696573,1357.5204369733644,null,null,null,null,null,null,null,null,null,null,null,0.94400000000000006,0,0]
[null,0.94500000000000006,0,0,772.22683652045293,1358.4408873286136,null,null,null,null,null,null,null,null,null,null,null,0.94500000000000006,0,0]
[null,0.94600000000000006,0,0,772.89547417590427,1359.3605249783802,null,null,null,null,null,null,null,null,null,null,null,0.94600000000000006,0,0]
[null,0.94700000000000006,0,0,773.56383717618633,1360.279350640237,null,null,null,null,null,null,null,null,null,null,null,0.94700000000000006,0,0]
[null,0.94800000000000006,0,0,774.23192563411817,1361.1973650311234,null,null,null,null,null,null,null,null,null,null,null,0.94800000000000006,0,0]
[null,0.94900000000000007,0,0,774.89973966247351,1362.114568867345,null,null,null,null,null,null,null,null,null,null,null,0.94900000000000007,0,0]
[null,0.95000000000000007,0,0,775.56727937397909,1363.0309628645766,null,null,null,null,null,null,null,null,null,null,null,0.95000000000000007,0,0]
[null,0.95100000000000007,0,0,776.23454488131563,1363.9465477378594,null,null,null,null,null,null,null,null,null,null,null,0.95100000000000007,0,0]
[null,0.95200000000000007,0,0,776.90153629711756,1364.8613242016045,null,null,null,null,null,null,null,null,null,null,null,0.95200000000000007,0,0]
[null,0.95300000000000007,0,0,777.56825373397305,1365.7752929695914,null,null,null,null,null,null,null,null,null,null,null,0.95300000000000007,0,0]
[null,0.95400000000000007,0,0,778.23469730442389,1366.6884547549696,null,null,null,null,null,null,null,null,null,null,null,0.95400000000000007,0,0]
[null,0.95500000000000007,0,0,778.90086712096581,1367.6008102702592,null,null,null,null,null,null,null,null,null,null,null,0.95500000000000007,0,0]
[null,0.95600000000000007,0,0,779.56676329604818,1368.5123602273509,null,null,null,null,null,null,null,null,null,null,null,0.95600000000000007,0,0]
[null,0.95700000000000007,0,0,780.23238594207419,1369.4231053375065,null,null,null,null,null,null,null,null,null,null,null,0.95700000000000007,0,0]
[null,0.95800000000000007,0,0,780.89773517140088,1370.3330463113612,null,null,null,null,null,null,null,null,null,null,null,0.95800000000000007,0,0]
[null,0.95900000000000007,0,0,781.56281109633949,1371.242183858921,null,null,null,null,null,null,null,null,null,null,null,0.95900000000000007,0,0]
[null,0.96,0,0,782.22761382915439,1372.1505186895656,null,null,null,null,null,null,null,null,null,null,null,0.96,0,0]
[null,0.96099999999999997,0,0,782.89214348206463,1373.0580515120494,null,null,null,null,null,null,null,null,null,null,null,{"$f":"B970","v":0.96099999999999997},{"$f":"C970","v":0},{"$f":"D970","v":0}]
[null,0.96199999999999997,0,0,783.5564001672426,1373.9647830344991,null,null,null,null,null,null,null,null,null,null,null,0.96199999999999997,0,0]
[null,0.96299999999999997,0,0,784.22038399681469,1374.8707139644182,null,null,null,null,null,null,null,null,null,null,null,0.96299999999999997,0,0]
[null,0.96399999999999997,0,0,784.88409508286134,1375.7758450086835,null,null,null,null,null,null,null,null,null,null,null,0.96399999999999997,0,0]
[null,0.96499999999999997,0,0,785.54753353741705,1376.6801768735497,null,null,null,null,null,null,null,null,null,null,null,0.96499999999999997,0,0]
[null,0.96599999999999997,0,0,786.2106994724702,1377.5837102646467,null,null,null,null,null,null,null,null,null,null,null,0.96599999999999997,0,0]
[null,0.96699999999999997,0,0,786.87359299996331,1378.4864458869808,null,null,null,null,null,null,null,null,null,null,null,0.96699999999999997,0,0]
[null,0.96799999999999997,0,0,787.53621423179266,1379.3883844449372,null,null,null,null,null,null,null,null,null,null,null,0.96799999999999997,0,0]
[null,0.96899999999999997,0,0,788.19856327980847,1380.2895266422786,null,null,null,null,null,null,null,null,null,null,null,0.96899999999999997,0,0]
[null,0.97,0,0,788.86064025581561,1381.1898731821459,null,null,null,null,null,null,null,null,null,null,null,0.97,0,0]
[null,0.97099999999999997,0,0,789.52244527157234,1382.0894247670599,null,null,null,null,null,null,null,null,null,null,null,0.97099999999999997,0,0]
[null,0.97199999999999998,0,0,790.18397843879154,1382.9881820989206,null,null,null,null,null,null,null,null,null,null,null,0.97199999999999998,0,0]
[null,0.97299999999999998,0,0,790.84523986913985,1383.8861458790084,null,null,null,null,null,null,null,null,null,null,null,0.97299999999999998,0,0]
[null,0.97399999999999998,0,0,791.50622967423794,1384.7833168079846,null,null,null,null,null,null,null,null,null,null,null,0.97399999999999998,0,0]
[null,0.97499999999999998,0,0,792.16694796566117,1385.679695585892,null,null,null,null,null,null,null,null,null,null,null,0.97499999999999998,0,0]
[null,0.97599999999999998,0,0,792.82739485493892,1386.5752829121545,null,null,null,null,null,null,null,null,null,null,null,0.97599999999999998,0,0]
[null,0.97699999999999998,0,0,793.48757045355421,1387.4700794855796,null,null,null,null,null,null,null,null,null,null,null,0.97699999999999998,0,0]
[null,0.97799999999999998,0,0,794.14747487294483,1388.3640860043572,null,null,null,null,null,null,null,null,null,null,null,0.97799999999999998,0,0]
[null,0.97899999999999998,0,0,794.8071082245026,1389.2573031660604,null,null,null,null,null,null,null,null,null,null,null,0.97899999999999998,0,0]
[null,0.98,0,0,795.46647061957356,1390.1497316676466,null,null,null,null,null,null,null,null,null,null,null,0.98,0,0]
[null,0.98099999999999998,0,0,796.12556216945825,1391.0413722054589,null,null,null,null,null,null,null,null,null,null,null,0.98099999999999998,0,0]
[null,0.98199999999999998,0,0,796.78438298541096,1391.9322254752237,null,null,null,null,null,null,null,null,null,null,null,0.98199999999999998,0,0]
[null,0.98299999999999998,0,0,797.44293317864083,1392.8222921720546,null,null,null,null,null,null,null,null,null,null,null,0.98299999999999998,0,0]
[null,0.98399999999999999,0,0,798.10121286031108,1393.7115729904506,null,null,null,null,null,null,null,null,null,null,null,0.98399999999999999,0,0]
[null,0.98499999999999999,0,0,798.75922214153934,1394.6000686242978,null,null,null,null,null,null,null,null,null,null,null,0.98499999999999999,0,0]
[null,0.98599999999999999,0,0,799.41696113339731,1395.4877797668698,null,null,null,null,null,null,null,null,null,null,null,0.98599999999999999,0,0]
[null,0.98699999999999999,0,0,800.07442994691166,1396.3747071108278,null,null,null,null,null,null,null,null,null,null,null,0.98699999999999999,0,0]
[null,0.98799999999999999,0,0,800.73162869306282,1397.2608513482219,null,null,null,null,null,null,null,null,null,null,null,0.98799999999999999,0,0]
[null,0.98899999999999999,0,0,801.38855748278604,1398.1462131704905,null,null,null,null,null,null,null,null,null,null,null,0.98899999999999999,0,0]
[null,0.99,0,0,802.04521642697068,1399.0307932684616,null,null,null,null,null,null,null,null,null,null,null,0.99,0,0]
[null,0.99099999999999999,0,0,802.70160563646095,1399.9145923323538,null,null,null,null,null,null,null,null,null,null,null,0.99099999999999999,0,0]
[null,0.99199999999999999,0,0,803.35772522205525,1400.7976110517757,null,null,null,null,null,null,null,null,null,null,null,0.99199999999999999,0,0]
[null,0.99299999999999999,0,0,804.01357529450661,1401.6798501157273,null,null,null,null,null,null,null,null,null,null,null,0.99299999999999999,0,0]
[null,0.99399999999999999,0,0,804.66915596452236,1402.5613102126003,null,null,null,null,null,null,null,null,null,null,null,0.99399999999999999,0,0]
[null,0.995,0,0,805.32446734276448,1403.441992030178,null,null,null,null,null,null,null,null,null,null,null,0.995,0,0]
[null,0.996,0,0,805.97950953984957,1404.3218962556375,null,null,null,null,null,null,null,null,null,null,null,0.996,0,0]
[null,0.997,0,0,806.63428266634878,1405.2010235755486,null,null,null,null,null,null,null,null,null,null,null,0.997,0,0]
[null,0.998,0,0,807.28878683278776,1406.0793746758743,null,null,null,null,null,null,null,null,null,null,null,0.998,0,0]
[null,0.999,0,0,807.94302214964659,1406.9569502419727,null,null,null,null,null,null,null,null,null,null,null,0.999,0,0]
[null,1,0,0,808.59698872736055,1407.8337509585967,null,null,null,null,null,null,null,null,null,null,null,1,0,0]
[null,1.0010000000000001,0,0,809.25068667631876,1408.7097775098944,null,null,null,null,null,null,null,null,null,null,null,1.0010000000000001,0,0]
[null,1.002,0,0,809.90411610686556,1409.5850305794097,null,null,null,null,null,null,null,null,null,null,null,1.002,0,0]
[null,1.0030000000000001,0,0,810.55727712929979,1410.4595108500837,null,null,null,null,null,null,null,null,null,null,null,1.0030000000000001,0,0]
[null,1.004,0,0,811.21016985387519,1411.3332190042534,null,null,null,null,null,null,null,null,null,null,null,1.004,0,0]
[null,1.0050000000000001,0,0,811.86279439079965,1412.2061557236539,null,null,null,null,null,null,null,null,null,null,null,1.0050000000000001,0,0]
[null,1.006,0,0,812.51515085023641,1413.0783216894188,null,null,null,null,null,null,null,null,null,null,null,1.006,0,0]
[null,1.0070000000000001,0,0,813.16723934230333,1413.9497175820793,null,null,null,null,null,null,null,null,null,null,null,1.0070000000000001,0,0]
[null,1.008,0,0,813.81905997707258,1414.8203440815669,null,null,null,null,null,null,null,null,null,null,null,1.008,0,0]
[null,1.0090000000000001,0,0,814.47061286457176,1415.6902018672122,null,null,null,null,null,null,null,null,null,null,null,1.0090000000000001,0,0]
[null,1.01,0,0,815.12189811478288,1416.5592916177452,null,null,null,null,null,null,null,null,null,null,null,1.01,0,0]
[null,1.0110000000000001,0,0,815.77291583764293,1417.4276140112977,null,null,null,null,null,null,null,null,null,null,null,1.0110000000000001,0,0]
[null,1.012,0,0,816.42366614304342,1418.295169725403,null,null,null,null,null,null,null,null,null,null,null,1.012,0,0]
[null,1.0130000000000001,0,0,817.0741491408312,1419.1619594369947,null,null,null,null,null,null,null,null,null,null,null,1.0130000000000001,0,0]
[null,1.014,0,0,817.7243649408075,1420.0279838224099,null,null,null,null,null,null,null,null,null,null,null,1.014,0,0]
[null,1.0150000000000001,0,0,818.37431365272892,1420.8932435573886,null,null,null,null,null,null,null,null,null,null,null,1.0150000000000001,0,0]
[null,1.016,0,0,819.02399538630698,1421.7577393170734,null,null,null,null,null,null,null,null,null,null,null,1.016,0,0]
[null,1.0170000000000001,0,0,819.67341025120777,1422.6214717760113,null,null,null,null,null,null,null,null,null,null,null,1.0170000000000001,0,0]
[null,1.018,0,0,820.32255835705234,1423.4844416081532,null,null,null,null,null,null,null,null,null,null,null,1.018,0,0]
[null,1.0190000000000001,0,0,820.97143981341696,1424.3466494868562,null,null,null,null,null,null,null,null,null,null,null,1.0190000000000001,0,0]
[null,1.02,0,0,821.62005472983276,1425.2080960848814,null,null,null,null,null,null,null,null,null,null,null,1.02,0,0]
[null,1.0210000000000001,0,0,822.26840321578584,1426.0687820743963,null,null,null,null,null,null,null,null,null,null,null,1.0210000000000001,0,0]
[null,1.022,0,0,822.91648538071752,1426.9287081269754,null,null,null,null,null,null,null,null,null,null,null,1.022,0,0]
[null,1.0230000000000001,0,0,823.56430133402398,1427.7878749136,null,null,null,null,null,null,null,null,null,null,null,1.0230000000000001,0,0]
[null,1.024,0,0,824.2118511850565,1428.6462831046588,null,null,null,null,null,null,null,null,null,null,null,1.024,0,0]
[null,1.0249999999999999,0,0,824.85913504312157,1429.5039333699488,null,null,null,null,null,null,null,null,null,null,null,{"$f":"B1034","v":1.0249999999999999},{"$f":"C1034","v":0},{"$f":"D1034","v":0}]
[null,1.026,0,0,825.50615301748076,1430.360826378675,null,null,null,null,null,null,null,null,null,null,null,1.026,0,0]
[null,1.0269999999999999,0,0,826.15290521735039,1431.2169627994529,null,null,null,null,null,null,null,null,null,null,null,1.0269999999999999,0,0]
[null,1.028,0,0,826.79939175190236,1432.0723433003056,null,null,null,null,null,null,null,null,null,null,null,1.028,0,0]
[null,1.0289999999999999,0,0,827.44561273026363,1432.9269685486686,null,null,null,null,null,null,null,null,null,null,null,1.0289999999999999,0,0]
[null,1.03,0,0,828.09156826151604,1433.7808392113864,null,null,null,null,null,null,null,null,null,null,null,1.03,0,0]
[null,1.0309999999999999,0,0,828.73725845469721,1434.6339559547157,null,null,null,null,null,null,null,null,null,null,null,1.0309999999999999,0,0]
[null,1.032,0,0,829.38268341879927,1435.4863194443242,null,null,null,null,null,null,null,null,null,null,null,1.032,0,0]
[null,1.0329999999999999,0,0,830.02784326277015,1436.3379303452928,null,null,null,null,null,null,null,null,null,null,null,1.0329999999999999,0,0]
[null,1.034,0,0,830.67273809551261,1437.1887893221137,null,null,null,null,null,null,null,null,null,null,null,1.034,0,0]
[null,1.0349999999999999,0,0,831.317368025885,1438.0388970386944,null,null,null,null,null,null,null,null,null,null,null,1.0349999999999999,0,0]
[null,1.036,0,0,831.96173316270085,1438.8882541583546,null,null,null,null,null,null,null,null,null,null,null,1.036,0,0]
[null,1.0369999999999999,0,0,832.60583361472879,1439.7368613438284,null,null,null,null,null,null,null,null,null,null,null,1.0369999999999999,0,0]
[null,1.038,0,0,833.24966949069335,1440.584719257266,null,null,null,null,null,null,null,null,null,null,null,1.038,0,0]
[null,1.0389999999999999,0,0,833.89324089927356,1441.4318285602315,null,null,null,null,null,null,null,null,null,null,null,1.0389999999999999,0,0]
[null,1.04,0,0,834.53654794910437,1442.2781899137055,null,null,null,null,null,null,null,null,null,null,null,1.04,0,0]
[null,1.0409999999999999,0,0,835.17959074877604,1443.1238039780853,null,null,null,null,null,null,null,null,null,null,null,1.0409999999999999,0,0]
[null,1.042,0,0,835.82236940683401,1443.9686714131849,null,null,null,null,null,null,null,null,null,null,null,1.042,0,0]
[null,1.0429999999999999,0,0,836.46488403177966,1444.8127928782355,null,null,null,null,null,null,null,null,null,null,null,1.0429999999999999,0,0]
[null,1.044,0,0,837.10713473206908,1445.6561690318861,null,null,null,null,null,null,null,null,null,null,null,1.044,0,0]
[null,1.0449999999999999,0,0,837.74912161611428,1446.4988005322045,null,null,null,null,null,null,null,null,null,null,null,1.0449999999999999,0,0]
[null,1.046,0,0,838.39084479228256,1447.3406880366774,null,null,null,null,null,null,null,null,null,null,null,1.046,0,0]
[null,1.0469999999999999,0,0,839.0323043688968,1448.1818322022114,null,null,null,null,null,null,null,null,null,null,null,1.0469999999999999,0,0]
[null,1.048,0,0,839.67350045423541,1449.0222336851321,null,null,null,null,null,null,null,null,null,null,null,1.048,0,0]
[null,1.0489999999999999,0,0,840.31443315653212,1449.8618931411863,null,null,null,null,null,null,null,null,null,null,null,1.0489999999999999,0,0]
[null,1.05,0,0,840.95510258397667,1450.7008112255419,null,null,null,null,null,null,null,null,null,null,null,1.05,0,0]
[null,1.0509999999999999,0,0,841.59550884471355,1451.5389885927877,null,null,null,null,null,null,null,null,null,null,null,1.0509999999999999,0,0]
[null,1.052,0,0,842.2356520468436,1452.3764258969354,null,null,null,null,null,null,null,null,null,null,null,1.052,0,0]
[null,1.0529999999999999,0,0,842.87553229842285,1453.2131237914182,null,null,null,null,null,null,null,null,null,null,null,1.0529999999999999,0,0]
[null,1.054,0,0,843.51514970746302,1454.0490829290932,null,null,null,null,null,null,null,null,null,null,null,1.054,0,0]
[null,1.0549999999999999,0,0,844.1545043819317,1454.8843039622407,null,null,null,null,null,null,null,null,null,null,null,1.0549999999999999,0,0]
[null,1.056,0,0,844.79359642975191,1455.718787542565,null,null,null,null,null,null,null,null,null,null,null,1.056,0,0]
[null,1.0569999999999999,0,0,845.43242595880224,1456.5525343211955,null,null,null,null,null,null,null,null,null,null,null,1.0569999999999999,0,0]
[null,1.0580000000000001,0,0,846.07099307691692,1457.3855449486862,null,null,null,null,null,null,null,null,null,null,null,1.0580000000000001,0,0]
[null,1.0589999999999999,0,0,846.70929789188642,1458.217820075017,null,null,null,null,null,null,null,null,null,null,null,1.0589999999999999,0,0]
[null,1.06,0,0,847.34734051145642,1459.0493603495934,null,null,null,null,null,null,null,null,null,null,null,1.06,0,0]
[null,1.0609999999999999,0,0,847.98512104332838,1459.8801664212481,null,null,null,null,null,null,null,null,null,null,null,1.0609999999999999,0,0]
[null,1.0620000000000001,0,0,848.62263959515974,1460.7102389382401,null,null,null,null,null,null,null,null,null,null,null,1.0620000000000001,0,0]
[null,1.0629999999999999,0,0,849.25989627456352,1461.5395785482572,null,null,null,null,null,null,null,null,null,null,null,1.0629999999999999,0,0]
[null,1.0640000000000001,0,0,849.89689118910871,1462.3681858984144,null,null,null,null,null,null,null,null,null,null,null,1.0640000000000001,0,0]
[null,1.0649999999999999,0,0,850.53362444632,1463.1960616352562,null,null,null,null,null,null,null,null,null,null,null,1.0649999999999999,0,0]
[null,1.0660000000000001,0,0,851.17009615367806,1464.0232064047548,null,null,null,null,null,null,null,null,null,null,null,1.0660000000000001,0,0]
[null,1.0669999999999999,0,0,851.80630641861899,1464.8496208523134,null,null,null,null,null,null,null,null,null,null,null,1.0669999999999999,0,0]
[null,1.0680000000000001,0,0,852.44225534853513,1465.6753056227649,null,null,null,null,null,null,null,null,null,null,null,1.0680000000000001,0,0]
[null,1.069,0,0,853.07794305077459,1466.5002613603726,null,null,null,null,null,null,null,null,null,null,null,1.069,0,0]
[null,1.07,0,0,853.71336963264173,1467.3244887088315,null,null,null,null,null,null,null,null,null,null,null,1.07,0,0]
[null,1.071,0,0,854.3485352013962,1468.1479883112677,null,null,null,null,null,null,null,null,null,null,null,1.071,0,0]
[null,1.0720000000000001,0,0,854.98343986425414,1468.9707608102397,null,null,null,null,null,null,null,null,null,null,null,1.0720000000000001,0,0]
[null,1.073,0,0,855.61808372838721,1469.7928068477386,null,null,null,null,null,null,null,null,null,null,null,1.073,0,0]
[null,1.0740000000000001,0,0,856.25246690092342,1470.614127065189,null,null,null,null,null,null,null,null,null,null,null,1.0740000000000001,0,0]
[null,1.075,0,0,856.8865894889467,1471.4347221034484,null,null,null,null,null,null,null,null,null,null,null,1.075,0,0]
[null,1.0760000000000001,0,0,857.52045159949694,1472.2545926028092,null,null,null,null,null,null,null,null,null,null,null,1.0760000000000001,0,0]
[null,1.077,0,0,858.15405333956971,1473.073739202998,null,null,null,null,null,null,null,null,null,null,null,1.077,0,0]
[null,1.0780000000000001,0,0,858.78739481611706,1473.8921625431772,null,null,null,null,null,null,null,null,null,null,null,1.0780000000000001,0,0]
[null,1.079,0,0,859.42047613604711,1474.7098632619436,null,null,null,null,null,null,null,null,null,null,null,1.079,0,0]
[null,1.08,0,0,860.05329740622403,1475.5268419973313,null,null,null,null,null,null,null,null,null,null,null,1.08,0,0]
[null,1.081,0,0,860.68585873346774,1476.3430993868112,null,null,null,null,null,null,null,null,null,null,null,1.081,0,0]
[null,1.0820000000000001,0,0,861.31816022455507,1477.1586360672902,null,null,null,null,null,null,null,null,null,null,null,1.0820000000000001,0,0]
[null,1.083,0,0,861.95020198621796,1477.9734526751135,null,null,null,null,null,null,null,null,null,null,null,1.083,0,0]
[null,1.0840000000000001,0,0,862.58198412514514,1478.7875498460646,null,null,null,null,null,null,null,null,null,null,null,1.0840000000000001,0,0]
[null,1.085,0,0,863.2135067479818,1479.6009282153655,null,null,null,null,null,null,null,null,null,null,null,1.085,0,0]
[null,1.0860000000000001,0,0,863.84476996132832,1480.4135884176774,null,null,null,null,null,null,null,null,null,null,null,1.0860000000000001,0,0]
[null,1.087,0,0,864.47577387174249,1481.225531087101,null,null,null,null,null,null,null,null,null,null,null,1.087,0,0]
[null,1.0880000000000001,0,0,865.10651858573726,1482.0367568571771,null,null,null,null,null,null,null,null,null,null,null,1.0880000000000001,0,0]
[null,1.089,0,0,865.73700420978253,1482.8472663608873,null,null,null,null,null,null,null,null,null,null,null,{"$f":"B1098","v":1.089},{"$f":"C1098","v":0},{"$f":"D1098","v":0}]
[null,1.0900000000000001,0,0,866.36723085030428,1483.6570602306538,null,null,null,null,null,null,null,null,null,null,null,1.0900000000000001,0,0]
[null,1.091,0,0,866.99719861368476,1484.466139098341,null,null,null,null,null,null,null,null,null,null,null,1.091,0,0]
[null,1.0920000000000001,0,0,867.62690760626231,1485.2745035952555,null,null,null,null,null,null,null,null,null,null,null,1.0920000000000001,0,0]
[null,1.093,0,0,868.25635793433207,1486.0821543521461,null,null,null,null,null,null,null,null,null,null,null,1.093,0,0]
[null,1.0940000000000001,0,0,868.88554970414498,1486.8890919992043,null,null,null,null,null,null,null,null,null,null,null,1.0940000000000001,0,0]
[null,1.095,0,0,869.5144830219084,1487.6953171660666,null,null,null,null,null,null,null,null,null,null,null,1.095,0,0]
[null,1.0960000000000001,0,0,870.14315799378664,1488.5008304818116,null,null,null,null,null,null,null,null,null,null,null,1.0960000000000001,0,0]
[null,1.097,0,0,870.77157472590011,1489.305632574964,null,null,null,null,null,null,null,null,null,null,null,1.097,0,0]
[null,1.0980000000000001,0,0,871.39973332432498,1490.109724073493,null,null,null,null,null,null,null,null,null,null,null,1.0980000000000001,0,0]
[null,1.099,0,0,872.02763389509482,1490.9131056048132,null,null,null,null,null,null,null,null,null,null,null,1.099,0,0]
[null,1.1000000000000001,0,0,872.65527654419907,1491.7157777957857,null,null,null,null,null,null,null,null,null,null,null,1.1000000000000001,0,0]
[null,1.101,0,0,873.28266137758362,1492.5177412727176,null,null,null,null,null,null,null,null,null,null,null,1.101,0,0]
[null,1.1020000000000001,0,0,873.90978850115141,1493.3189966613629,null,null,null,null,null,null,null,null,null,null,null,1.1020000000000001,0,0]
[null,1.103,0,0,874.53665802076114,1494.1195445869241,null,null,null,null,null,null,null,null,null,null,null,1.103,0,0]
[null,1.1040000000000001,0,0,875.16327004222842,1494.9193856740505,null,null,null,null,null,null,null,null,null,null,null,1.1040000000000001,0,0]
[null,1.105,0,0,875.78962467132556,1495.7185205468409,null,null,null,null,null,null,null,null,null,null,null,1.105,0,0]
[null,1.1060000000000001,0,0,876.41572201378085,1496.5169498288419,null,null,null,null,null,null,null,null,null,null,null,1.1060000000000001,0,0]
[null,1.107,0,0,877.04156217527975,1497.3146741430503,null,null,null,null,null,null,null,null,null,null,null,1.107,0,0]
[null,1.1080000000000001,0,0,877.66714526146393,1498.1116941119126,null,null,null,null,null,null,null,null,null,null,null,1.1080000000000001,0,0]
[null,1.109,0,0,878.29247137793163,1498.9080103573265,null,null,null,null,null,null,null,null,null,null,null,1.109,0,0]
[null,1.1100000000000001,0,0,878.91754063023814,1499.7036235006392,null,null,null,null,null,null,null,null,null,null,null,1.1100000000000001,0,0]
[null,1.111,0,0,879.54235312389505,1500.4985341626505,null,null,null,null,null,null,null,null,null,null,null,1.111,0,0]
[null,1.1120000000000001,0,0,880.16690896437058,1501.2927429636109,null,null,null,null,null,null,null,null,null,null,null,1.1120000000000001,0,0]
[null,1.113,0,0,880.79120825708981,1502.0862505232244,null,null,null,null,null,null,null,null,null,null,null,1.113,0,0]
[null,1.1140000000000001,0,0,881.41525110743441,1502.8790574606469,null,null,null,null,null,null,null,null,null,null,null,1.1140000000000001,0,0]
[null,1.115,0,0,882.03903762074287,1503.6711643944889,null,null,null,null,null,null,null,null,null,null,null,1.115,0,0]
[null,1.1160000000000001,0,0,882.66256790231046,1504.4625719428134,null,null,null,null,null,null,null,null,null,null,null,1.1160000000000001,0,0]
[null,1.117,0,0,883.28584205738855,1505.2532807231382,null,null,null,null,null,null,null,null,null,null,null,1.117,0,0]
[null,1.1180000000000001,0,0,883.90886019118614,1506.043291352436,null,null,null,null,null,null,null,null,null,null,null,1.1180000000000001,0,0]
[null,1.119,0,0,884.53162240886854,1506.8326044471339,null,null,null,null,null,null,null,null,null,null,null,1.119,0,0]
[null,1.1200000000000001,0,0,885.15412881555824,1507.6212206231162,null,null,null,null,null,null,null,null,null,null,null,1.1200000000000001,0,0]
[null,1.121,0,0,885.77637951633403,1508.4091404957223,null,null,null,null,null,null,null,null,null,null,null,1.121,0,0]
[null,1.1220000000000001,0,0,886.39837461623188,1509.1963646797487,null,null,null,null,null,null,null,null,null,null,null,1.1220000000000001,0,0]
[null,1.123,0,0,887.02011422024441,1509.9828937894488,null,null,null,null,null,null,null,null,null,null,null,1.123,0,0]
[null,1.1240000000000001,0,0,887.64159843332141,1510.768728438534,null,null,null,null,null,null,null,null,null,null,null,1.1240000000000001,0,0]
[null,1.125,0,0,888.26282736036933,1511.5538692401733,null,null,null,null,null,null,null,null,null,null,null,1.125,0,0]
[null,1.1260000000000001,0,0,888.88380110625178,1512.3383168069952,null,null,null,null,null,null,null,null,null,null,null,1.1260000000000001,0,0]
[null,1.127,0,0,889.50451977578882,1513.1220717510864,null,null,null,null,null,null,null,null,null,null,null,1.127,0,0]
[null,1.1280000000000001,0,0,890.12498347375788,1513.9051346839935,null,null,null,null,null,null,null,null,null,null,null,1.1280000000000001,0,0]
[null,1.129,0,0,890.74519230489307,1514.6875062167235,null,null,null,null,null,null,null,null,null,null,null,1.129,0,0]
[null,1.1300000000000001,0,0,891.36514637388564,1515.469186959743,null,null,null,null,null,null,null,null,null,null,null,1.1300000000000001,0,0]
[null,1.131,0,0,891.9848457853841,1516.2501775229805,null,null,null,null,null,null,null,null,null,null,null,1.131,0,0]
[null,1.1320000000000001,0,0,892.60429064399318,1517.0304785158257,null,null,null,null,null,null,null,null,null,null,null,1.1320000000000001,0,0]
[null,1.133,0,0,893.22348105427557,1517.8100905471301,null,null,null,null,null,null,null,null,null,null,null,1.133,0,0]
[null,1.1340000000000001,0,0,893.84241712075027,1518.5890142252072,null,null,null,null,null,null,null,null,null,null,null,1.1340000000000001,0,0]
[null,1.135,0,0,894.46109894789379,1519.3672501578349,null,null,null,null,null,null,null,null,null,null,null,1.135,0,0]
[null,1.1360000000000001,0,0,895.07952664013976,1520.1447989522524,null,null,null,null,null,null,null,null,null,null,null,1.1360000000000001,0,0]
[null,1.137,0,0,895.69770030187863,1520.9216612151642,null,null,null,null,null,null,null,null,null,null,null,1.137,0,0]
[null,1.1380000000000001,0,0,896.31562003745807,1521.697837552739,null,null,null,null,null,null,null,null,null,null,null,1.1380000000000001,0,0]
[null,1.139,0,0,896.93328595118271,1522.4733285706095,null,null,null,null,null,null,null,null,null,null,null,1.139,0,0]
[null,1.1400000000000001,0,0,897.55069814731473,1523.2481348738745,null,null,null,null,null,null,null,null,null,null,null,1.1400000000000001,0,0]
[null,1.141,0,0,898.16785673007337,1524.0222570670978,null,null,null,null,null,null,null,null,null,null,null,1.141,0,0]
[null,1.1420000000000001,0,0,898.78476180363475,1524.7956957543104,null,null,null,null,null,null,null,null,null,null,null,1.1420000000000001,0,0]
[null,1.143,0,0,899.40141347213273,1525.5684515390087,null,null,null,null,null,null,null,null,null,null,null,1.143,0,0]
[null,1.1440000000000001,0,0,900.01781183965784,1526.3405250241574,null,null,null,null,null,null,null,null,null,null,null,1.1440000000000001,0,0]
[null,1.145,0,0,900.63395701025797,1527.1119168121879,null,null,null,null,null,null,null,null,null,null,null,1.145,0,0]
[null,1.1460000000000001,0,0,901.24984908793874,1527.8826275050003,null,null,null,null,null,null,null,null,null,null,null,1.1460000000000001,0,0]
[null,1.147,0,0,901.86548817666232,1528.6526577039631,null,null,null,null,null,null,null,null,null,null,null,1.147,0,0]
[null,1.1480000000000001,0,0,902.48087438034895,1529.4220080099135,null,null,null,null,null,null,null,null,null,null,null,1.1480000000000001,0,0]
[null,1.149,0,0,903.09600780287553,1530.190679023159,null,null,null,null,null,null,null,null,null,null,null,1.149,0,0]
[null,1.1500000000000001,0,0,903.71088854807658,1530.9586713434765,null,null,null,null,null,null,null,null,null,null,null,1.1500000000000001,0,0]
[null,1.151,0,0,904.3255167197442,1531.7259855701129,null,null,null,null,null,null,null,null,null,null,null,1.151,0,0]
[null,1.1520000000000001,0,0,904.93989242162718,1532.4926223017872,null,null,null,null,null,null,null,null,null,null,null,1.1520000000000001,0,0]
[null,1.153,0,0,905.55401575743247,1533.2585821366881,null,null,null,null,null,null,null,null,null,null,null,{"$f":"B1162","v":1.153},{"$f":"C1162","v":0},{"$f":"D1162","v":0}]
[null,1.1539999999999999,0,0,906.16788683082382,1534.023865672478,null,null,null,null,null,null,null,null,null,null,null,1.1539999999999999,0,0]
[null,1.155,0,0,906.78150574542269,1534.7884735062901,null,null,null,null,null,null,null,null,null,null,null,1.155,0,0]
[null,1.1559999999999999,0,0,907.39487260480792,1535.5524062347313,null,null,null,null,null,null,null,null,null,null,null,1.1559999999999999,0,0]
[null,1.157,0,0,908.00798751251614,1536.3156644538808,null,null,null,null,null,null,null,null,null,null,null,1.157,0,0]
[null,1.1579999999999999,0,0,908.62085057204069,1537.0782487592926,null,null,null,null,null,null,null,null,null,null,null,1.1579999999999999,0,0]
[null,1.159,0,0,909.23346188683297,1537.8401597459942,null,null,null,null,null,null,null,null,null,null,null,1.159,0,0]
[null,1.1599999999999999,0,0,909.8458215603016,1538.6013980084876,null,null,null,null,null,null,null,null,null,null,null,1.1599999999999999,0,0]
[null,1.161,0,0,910.45792969581316,1539.3619641407504,null,null,null,null,null,null,null,null,null,null,null,1.161,0,0]
[null,1.1619999999999999,0,0,911.06978639669148,1540.1218587362357,null,null,null,null,null,null,null,null,null,null,null,1.1619999999999999,0,0]
[null,1.163,0,0,911.68139176621753,1540.8810823878721,null,null,null,null,null,null,null,null,null,null,null,1.163,0,0]
[null,1.1639999999999999,0,0,912.29274590763055,1541.639635688065,null,null,null,null,null,null,null,null,null,null,null,1.1639999999999999,0,0]
[null,1.165,0,0,912.90384892412703,1542.3975192286969,null,null,null,null,null,null,null,null,null,null,null,1.165,0,0]
[null,1.1659999999999999,0,0,913.51470091886142,1543.1547336011272,null,null,null,null,null,null,null,null,null,null,null,1.1659999999999999,0,0]
[null,1.167,0,0,914.12530199494506,1543.9112793961933,null,null,null,null,null,null,null,null,null,null,null,1.167,0,0]
[null,1.1679999999999999,0,0,914.73565225544769,1544.6671572042121,null,null,null,null,null,null,null,null,null,null,null,1.1679999999999999,0,0]
[null,1.169,0,0,915.34575180339618,1545.4223676149775,null,null,null,null,null,null,null,null,null,null,null,1.169,0,0]
[null,1.17,0,0,915.95560074177547,1546.1769112177635,null,null,null,null,null,null,null,null,null,null,null,1.17,0,0]
[null,1.171,0,0,916.56519917352807,1546.9307886013237,null,null,null,null,null,null,null,null,null,null,null,1.171,0,0]
[null,1.1719999999999999,0,0,917.17454720155399,1547.6840003538923,null,null,null,null,null,null,null,null,null,null,null,1.1719999999999999,0,0]
[null,1.173,0,0,917.78364492871128,1548.4365470631833,null,null,null,null,null,null,null,null,null,null,null,1.173,0,0]
[null,1.1739999999999999,0,0,918.39249245781559,1549.1884293163926,null,null,null,null,null,null,null,null,null,null,null,1.1739999999999999,0,0]
[null,1.175,0,0,919.00108989164028,1549.9396477001965,null,null,null,null,null,null,null,null,null,null,null,1.175,0,0]
[null,1.1759999999999999,0,0,919.60943733291663,1550.6902028007551,null,null,null,null,null,null,null,null,null,null,null,1.1759999999999999,0,0]
[null,1.177,0,0,920.21753488433353,1551.4400952037095,null,null,null,null,null,null,null,null,null,null,null,1.177,0,0]
[null,1.1779999999999999,0,0,920.82538264853815,1552.1893254941838,null,null,null,null,null,null,null,null,null,null,null,1.1779999999999999,0,0]
[null,1.179,0,0,921.43298072813468,1552.9378942567862,null,null,null,null,null,null,null,null,null,null,null,1.179,0,0]
[null,1.18,0,0,922.04032922568615,1553.6858020756079,null,null,null,null,null,null,null,null,null,null,null,1.18,0,0]
[null,1.181,0,0,922.64742824371274,1554.4330495342253,null,null,null,null,null,null,null,null,null,null,null,1.181,0,0]
[null,1.1819999999999999,0,0,923.25427788469267,1555.1796372156984,null,null,null,null,null,null,null,null,null,null,null,1.1819999999999999,0,0]
[null,1.1830000000000001,0,0,923.86087825106222,1555.9255657025735,null,null,null,null,null,null,null,null,null,null,null,1.1830000000000001,0,0]
[null,1.1839999999999999,0,0,924.46722944521548,1556.6708355768822,null,null,null,null,null,null,null,null,null,null,null,1.1839999999999999,0,0]
[null,1.1850000000000001,0,0,925.07333156950449,1557.4154474201412,null,null,null,null,null,null,null,null,null,null,null,1.1850000000000001,0,0]
[null,1.1859999999999999,0,0,925.67918472623933,1558.1594018133551,null,null,null,null,null,null,null,null,null,null,null,1.1859999999999999,0,0]
[null,1.1870000000000001,0,0,926.2847890176879,1558.9026993370155,null,null,null,null,null,null,null,null,null,null,null,1.1870000000000001,0,0]
[null,1.1879999999999999,0,0,926.89014454607604,1559.6453405711004,null,null,null,null,null,null,null,null,null,null,null,1.1879999999999999,0,0]
[null,1.1890000000000001,0,0,927.49525141358811,1560.3873260950768,null,null,null,null,null,null,null,null,null,null,null,1.1890000000000001,0,0]
[null,1.19,0,0,928.1001097223658,1561.1286564878988,null,null,null,null,null,null,null,null,null,null,null,1.19,0,0]
[null,1.1910000000000001,0,0,928.70471957450923,1561.8693323280106,null,null,null,null,null,null,null,null,null,null,null,1.1910000000000001,0,0]
[null,1.1919999999999999,0,0,929.30908107207665,1562.6093541933451,null,null,null,null,null,null,null,null,null,null,null,1.1919999999999999,0,0]
[null,1.1930000000000001,0,0,929.91319431708416,1563.3487226613247,null,null,null,null,null,null,null,null,null,null,null,1.1930000000000001,0,0]
[null,1.194,0,0,930.51705941150612,1564.0874383088624,null,null,null,null,null,null,null,null,null,null,null,1.194,0,0]
[null,1.1950000000000001,0,0,931.12067645727473,1564.8255017123618,null,null,null,null,null,null,null,null,null,null,null,1.1950000000000001,0,0]
[null,1.196,0,0,931.72404555628077,1565.5629134477172,null,null,null,null,null,null,null,null,null,null,null,1.196,0,0]
[null,1.1970000000000001,0,0,932.32716681037277,1566.299674090315,null,null,null,null,null,null,null,null,null,null,null,1.1970000000000001,0,0]
[null,1.198,0,0,932.93004032135752,1567.0357842150324,null,null,null,null,null,null,null,null,null,null,null,1.198,0,0]
[null,1.1990000000000001,0,0,933.5326661910002,1567.7712443962405,null,null,null,null,null,null,null,null,null,null,null,1.1990000000000001,0,0]
[null,1.2,0,0,934.13504452102404,1568.5060552078021,null,null,null,null,null,null,null,null,null,null,null,1.2,0,0]
[null,1.2010000000000001,0,0,934.73717541311032,1569.2402172230743,null,null,null,null,null,null,null,null,null,null,null,1.2010000000000001,0,0]
[null,1.202,0,0,935.33905896889871,1569.9737310149073,null,null,null,null,null,null,null,null,null,null,null,1.202,0,0]
[null,1.2030000000000001,0,0,935.94069528998727,1570.7065971556451,null,null,null,null,null,null,null,null,null,null,null,1.2030000000000001,0,0]
[null,1.204,0,0,936.54208447793201,1571.4388162171276,null,null,null,null,null,null,null,null,null,null,null,1.204,0,0]
[null,1.2050000000000001,0,0,937.14322663424741,1572.1703887706888,null,null,null,null,null,null,null,null,null,null,null,1.2050000000000001,0,0]
[null,1.206,0,0,937.74412186040649,1572.9013153871585,null,null,null,null,null,null,null,null,null,null,null,1.206,0,0]
[null,1.2070000000000001,0,0,938.34477025784008,1573.6315966368627,null,null,null,null,null,null,null,null,null,null,null,1.2070000000000001,0,0]
[null,1.208,0,0,938.94517192793774,1574.3612330896237,null,null,null,null,null,null,null,null,null,null,null,1.208,0,0]
[null,1.2090000000000001,0,0,939.54532697204706,1575.0902253147601,null,null,null,null,null,null,null,null,null,null,null,1.2090000000000001,0,0]
[null,1.21,0,0,940.14523549147452,1575.8185738810889,null,null,null,null,null,null,null,null,null,null,null,1.21,0,0]
[null,1.2110000000000001,0,0,940.74489758748427,1576.5462793569243,null,null,null,null,null,null,null,null,null,null,null,1.2110000000000001,0,0]
[null,1.212,0,0,941.34431336129944,1577.273342310079,null,null,null,null,null,null,null,null,null,null,null,1.212,0,0]
[null,1.2130000000000001,0,0,941.94348291410154,1577.9997633078633,null,null,null,null,null,null,null,null,null,null,null,1.2130000000000001,0,0]
[null,1.214,0,0,942.54240634703012,1578.7255429170882,null,null,null,null,null,null,null,null,null,null,null,1.214,0,0]
[null,1.2150000000000001,0,0,943.14108376118327,1579.4506817040628,null,null,null,null,null,null,null,null,null,null,null,1.2150000000000001,0,0]
[null,1.216,0,0,943.73951525761811,1580.1751802345971,null,null,null,null,null,null,null,null,null,null,null,1.216,0,0]
[null,1.2170000000000001,0,0,944.33770093734972,1580.8990390740016,null,null,null,null,null,null,null,null,null,null,null,{"$f":"B1226","v":1.2170000000000001},{"$f":"C1226","v":0},{"$f":"D1226","v":0}]
[null,1.218,0,0,944.93564090135169,1581.622258787087,null,null,null,null,null,null,null,null,null,null,null,1.218,0,0]
[null,1.2190000000000001,0,0,945.53333525055632,1582.3448399381653,null,null,null,null,null,null,null,null,null,null,null,1.2190000000000001,0,0]
[null,1.22,0,0,946.13078408585443,1583.0667830910509,null,null,null,null,null,null,null,null,null,null,null,1.22,0,0]
[null,1.2210000000000001,0,0,946.72798750809534,1583.7880888090599,null,null,null,null,null,null,null,null,null,null,null,1.2210000000000001,0,0]
[null,1.222,0,0,947.32494561808699,1584.5087576550113,null,null,null,null,null,null,null,null,null,null,null,1.222,0,0]
[null,1.2230000000000001,0,0,947.92165851659581,1585.2287901912271,null,null,null,null,null,null,null,null,null,null,null,1.2230000000000001,0,0]
[null,1.224,0,0,948.51812630434699,1585.9481869795325,null,null,null,null,null,null,null,null,null,null,null,1.224,0,0]
[null,1.2250000000000001,0,0,949.11434908202421,1586.6669485812567,null,null,null,null,null,null,null,null,null,null,null,1.2250000000000001,0,0]
[null,1.226,0,0,949.71032695026997,1587.3850755572341,null,null,null,null,null,null,null,null,null,null,null,1.226,0,0]
[null,1.2270000000000001,0,0,950.3060600096851,1588.1025684678027,null,null,null,null,null,null,null,null,null,null,null,1.2270000000000001,0,0]
[null,1.228,0,0,950.90154836082934,1588.8194278728063,null,null,null,null,null,null,null,null,null,null,null,1.228,0,0]
[null,1.2290000000000001,0,0,951.49679210422119,1589.5356543315945,null,null,null,null,null,null,null,null,null,null,null,1.2290000000000001,0,0]
[null,1.23,0,0,952.09179134033786,1590.2512484030233,null,null,null,null,null,null,null,null,null,null,null,1.23,0,0]
[null,1.2310000000000001,0,0,952.68654616961499,1590.9662106454546,null,null,null,null,null,null,null,null,null,null,null,1.2310000000000001,0,0]
[null,1.232,0,0,953.28105669244724,1591.680541616757,null,null,null,null,null,null,null,null,null,null,null,1.232,0,0]
[null,1.2330000000000001,0,0,953.87532300918792,1592.3942418743081,null,null,null,null,null,null,null,null,null,null,null,1.2330000000000001,0,0]
[null,1.234,0,0,954.46934522014942,1593.1073119749917,null,null,null,null,null,null,null,null,null,null,null,1.234,0,0]
[null,1.2350000000000001,0,0,955.06312342560227,1593.8197524752009,null,null,null,null,null,null,null,null,null,null,null,1.2350000000000001,0,0]
[null,1.236,0,0,955.65665772577631,1594.5315639308376,null,null,null,null,null,null,null,null,null,null,null,1.236,0,0]
[null,1.2370000000000001,0,0,956.24994822086035,1595.2427468973115,null,null,null,null,null,null,null,null,null,null,null,1.2370000000000001,0,0]
[null,1.238,0,0,956.84299501100168,1595.9533019295434,null,null,null,null,null,null,null,null,null,null,null,1.238,0,0]
[null,1.2390000000000001,0,0,957.43579819630634,1596.6632295819641,null,null,null,null,null,null,null,null,null,null,null,1.2390000000000001,0,0]
[null,1.24,0,0,958.02835787683966,1597.372530408514,null,null,null,null,null,null,null,null,null,null,null,1.24,0,0]
[null,1.2410000000000001,0,0,958.62067415262584,1598.0812049626445,null,null,null,null,null,null,null,null,null,null,null,1.2410000000000001,0,0]
[null,1.242,0,0,959.21274712364766,1598.7892537973194,null,null,null,null,null,null,null,null,null,null,null,1.242,0,0]
[null,1.2430000000000001,0,0,959.804576889847,1599.4966774650127,null,null,null,null,null,null,null,null,null,null,null,1.2430000000000001,0,0]
[null,1.244,0,0,960.3961635511248,1600.203476517712,null,null,null,null,null,null,null,null,null,null,null,1.244,0,0]
[null,1.2450000000000001,0,0,960.98750720734051,1600.9096515069166,null,null,null,null,null,null,null,null,null,null,null,1.2450000000000001,0,0]
[null,1.246,0,0,961.57860795831346,1601.6152029836394,null,null,null,null,null,null,null,null,null,null,null,1.246,0,0]
[null,1.2470000000000001,0,0,962.16946590382111,1602.3201314984065,null,null,null,null,null,null,null,null,null,null,null,1.2470000000000001,0,0]
[null,1.248,0,0,962.76008114360025,1603.0244376012577,null,null,null,null,null,null,null,null,null,null,null,1.248,0,0]
[null,1.2490000000000001,0,0,963.35045377734684,1603.7281218417481,null,null,null,null,null,null,null,null,null,null,null,1.2490000000000001,0,0]
[null,1.25,0,0,963.94058390471571,1604.431184768946,null,null,null,null,null,null,null,null,null,null,null,1.25,0,0]
[null,1.2510000000000001,0,0,964.53047162532084,1605.1336269314365,null,null,null,null,null,null,null,null,null,null,null,1.2510000000000001,0,0]
[null,1.252,0,0,965.12011703873509,1605.8354488773198,null,null,null,null,null,null,null,null,null,null,null,1.252,0,0]
[null,1.2530000000000001,0,0,965.7095202444907,1606.5366511542113,null,null,null,null,null,null,null,null,null,null,null,1.2530000000000001,0,0]
[null,1.254,0,0,966.29868134207891,1607.2372343092441,null,null,null,null,null,null,null,null,null,null,null,1.254,0,0]
[null,1.2550000000000001,0,0,966.88760043094999,1607.9371988890675,null,null,null,null,null,null,null,null,null,null,null,1.2550000000000001,0,0]
[null,1.256,0,0,967.47627761051342,1608.6365454398485,null,null,null,null,null,null,null,null,null,null,null,1.256,0,0]
[null,1.2570000000000001,0,0,968.06471298013821,1609.3352745072714,null,null,null,null,null,null,null,null,null,null,null,1.2570000000000001,0,0]
[null,1.258,0,0,968.65290663915164,1610.0333866365393,null,null,null,null,null,null,null,null,null,null,null,1.258,0,0]
[null,1.2590000000000001,0,0,969.24085868684131,1610.7308823723736,null,null,null,null,null,null,null,null,null,null,null,1.2590000000000001,0,0]
[null,1.26,0,0,969.82856922245344,1611.4277622590146,null,null,null,null,null,null,null,null,null,null,null,1.26,0,0]
[null,1.2610000000000001,0,0,970.41603834519321,1612.1240268402223,null,null,null,null,null,null,null,null,null,null,null,1.2610000000000001,0,0]
[null,1.262,0,0,971.0032661542258,1612.8196766592769,null,null,null,null,null,null,null,null,null,null,null,1.262,0,0]
[null,1.2630000000000001,0,0,971.59025274867497,1613.5147122589776,null,null,null,null,null,null,null,null,null,null,null,1.2630000000000001,0,0]
[null,1.264,0,0,972.17699822762393,1614.2091341816463,null,null,null,null,null,null,null,null,null,null,null,1.264,0,0]
[null,1.2650000000000001,0,0,972.76350269011562,1614.9029429691243,null,null,null,null,null,null,null,null,null,null,null,1.2650000000000001,0,0]
[null,1.266,0,0,973.34976623515161,1615.5961391627757,null,null,null,null,null,null,null,null,null,null,null,1.266,0,0]
[null,1.2670000000000001,0,0,973.93578896169345,1616.2887233034855,null,null,null,null,null,null,null,null,null,null,null,1.2670000000000001,0,0]
[null,1.268,0,0,974.52157096866154,1616.9806959316625,null,null,null,null,null,null,null,null,null,null,null,1.268,0,0]
[null,1.2690000000000001,0,0,975.10711235493602,1617.6720575872368,null,null,null,null,null,null,null,null,null,null,null,1.2690000000000001,0,0]
[null,1.27,0,0,975.69241321935613,1618.3628088096632,null,null,null,null,null,null,null,null,null,null,null,1.27,0,0]
[null,1.2710000000000001,0,0,976.27747366072072,1619.0529501379197,null,null,null,null,null,null,null,null,null,null,null,1.2710000000000001,0,0]
[null,1.272,0,0,976.86229377778795,1619.7424821105076,null,null,null,null,null,null,null,null,null,null,null,1.272,0,0]
[null,1.2730000000000001,0,0,977.44687366927542,1620.431405265454,null,null,null,null,null,null,null,null,null,null,null,1.2730000000000001,0,0]
[null,1.274,0,0,978.03121343386022,1621.1197201403099,null,null,null,null,null,null,null,null,null,null,null,1.274,0,0]
[null,1.2750000000000001,0,0,978.61531317017875,1621.8074272721524,null,null,null,null,null,null,null,null,null,null,null,1.2750000000000001,0,0]
[null,1.276,0,0,979.19917297682719,1622.4945271975839,null,null,null,null,null,null,null,null,null,null,null,1.276,0,0]
[null,1.2770000000000001,0,0,979.78279295236075,1623.1810204527337,null,null,null,null,null,null,null,null,null,null,null,1.2770000000000001,0,0]
[null,1.278,0,0,980.36617319529478,1623.8669075732569,null,null,null,null,null,null,null,null,null,null,null,1.278,0,0]
[null,1.2790000000000001,0,0,980.94931380410389,1624.5521890943364,null,null,null,null,null,null,null,null,null,null,null,1.2790000000000001,0,0]
[null,1.28,0,0,981.5322148772218,1625.2368655506816,null,null,null,null,null,null,null,null,null,null,null,1.28,0,0]
[null,1.2809999999999999,0,0,982.11487651304242,1625.9209374765305,null,null,null,null,null,null,null,null,null,null,null,{"$f":"B1290","v":1.2809999999999999},{"$f":"C1290","v":0},{"$f":"D1290","v":0}]
[null,1.282,0,0,982.69729880991906,1626.6044054056492,null,null,null,null,null,null,null,null,null,null,null,1.282,0,0]
[null,1.2829999999999999,0,0,983.27948186616447,1627.2872698713334,null,null,null,null,null,null,null,null,null,null,null,1.2829999999999999,0,0]
[null,1.284,0,0,983.86142578005126,1627.9695314064061,null,null,null,null,null,null,null,null,null,null,null,1.284,0,0]
[null,1.2849999999999999,0,0,984.44313064981134,1628.6511905432212,null,null,null,null,null,null,null,null,null,null,null,1.2849999999999999,0,0]
[null,1.286,0,0,985.02459657363659,1629.3322478136627,null,null,null,null,null,null,null,null,null,null,null,1.286,0,0]
[null,1.2869999999999999,0,0,985.60582364967831,1630.0127037491436,null,null,null,null,null,null,null,null,null,null,null,1.2869999999999999,0,0]
[null,1.288,0,0,986.18681197604769,1630.6925588806091,null,null,null,null,null,null,null,null,null,null,null,1.288,0,0]
[null,1.2889999999999999,0,0,986.76756165081565,1631.3718137385349,null,null,null,null,null,null,null,null,null,null,null,1.2889999999999999,0,0]
[null,1.29,0,0,987.34807277201253,1632.0504688529286,null,null,null,null,null,null,null,null,null,null,null,1.29,0,0]
[null,1.2909999999999999,0,0,987.92834543762876,1632.7285247533296,null,null,null,null,null,null,null,null,null,null,null,1.2909999999999999,0,0]
[null,1.292,0,0,988.50837974561421,1633.4059819688102,null,null,null,null,null,null,null,null,null,null,null,1.292,0,0]
[null,1.2929999999999999,0,0,989.08817579387858,1634.0828410279751,null,null,null,null,null,null,null,null,null,null,null,1.2929999999999999,0,0]
[null,1.294,0,0,989.66773368029158,1634.7591024589622,null,null,null,null,null,null,null,null,null,null,null,1.294,0,0]
[null,1.2949999999999999,0,0,990.24705350268243,1635.4347667894438,null,null,null,null,null,null,null,null,null,null,null,1.2949999999999999,0,0]
[null,1.296,0,0,990.82613535884036,1636.1098345466253,null,null,null,null,null,null,null,null,null,null,null,1.296,0,0]
[null,1.2969999999999999,0,0,991.40497934651432,1636.7843062572472,null,null,null,null,null,null,null,null,null,null,null,1.2969999999999999,0,0]
[null,1.298,0,0,991.98358556341316,1637.4581824475849,null,null,null,null,null,null,null,null,null,null,null,1.298,0,0]
[null,1.2989999999999999,0,0,992.56195410720545,1638.131463643449,null,null,null,null,null,null,null,null,null,null,null,1.2989999999999999,0,0]
[null,1.3,0,0,993.14008507552012,1638.8041503701861,null,null,null,null,null,null,null,null,null,null,null,1.3,0,0]
[null,1.3009999999999999,0,0,993.71797856594537,1639.4762431526781,null,null,null,null,null,null,null,null,null,null,null,1.3009999999999999,0,0]
[null,1.302,0,0,994.29563467602986,1640.1477425153453,null,null,null,null,null,null,null,null,null,null,null,1.302,0,0]
[null,1.3029999999999999,0,0,994.87305350328165,1640.8186489821426,null,null,null,null,null,null,null,null,null,null,null,1.3029999999999999,0,0]
[null,1.304,0,0,995.4502351451689,1641.4889630765638,null,null,null,null,null,null,null,null,null,null,null,1.304,0,0]
[null,1.3049999999999999,0,0,996.02717969912021,1642.1586853216406,null,null,null,null,null,null,null,null,null,null,null,1.3049999999999999,0,0]
[null,1.306,0,0,996.60388726252359,1642.827816239942,null,null,null,null,null,null,null,null,null,null,null,1.306,0,0]
[null,1.3069999999999999,0,0,997.18035793272713,1643.4963563535762,null,null,null,null,null,null,null,null,null,null,null,1.3069999999999999,0,0]
[null,1.3080000000000001,0,0,997.75659180703929,1644.1643061841896,null,null,null,null,null,null,null,null,null,null,null,1.3080000000000001,0,0]
[null,1.3089999999999999,0,0,998.33258898272811,1644.8316662529692,null,null,null,null,null,null,null,null,null,null,null,1.3089999999999999,0,0]
[null,1.31,0,0,998.90834955702223,1645.4984370806412,null,null,null,null,null,null,null,null,null,null,null,1.31,0,0]
[null,1.3109999999999999,0,0,999.48387362710957,1646.164619187472,null,null,null,null,null,null,null,null,null,null,null,1.3109999999999999,0,0]
[null,1.3120000000000001,0,0,1000.0591612901389,1646.8302130932689,null,null,null,null,null,null,null,null,null,null,null,1.3120000000000001,0,0]
[null,1.3129999999999999,0,0,1000.6342126432187,1647.4952193173799,null,null,null,null,null,null,null,null,null,null,null,1.3129999999999999,0,0]
[null,1.3140000000000001,0,0,1001.2090277834175,1648.1596383786948,null,null,null,null,null,null,null,null,null,null,null,1.3140000000000001,0,0]
[null,1.3149999999999999,0,0,1001.783606807764,1648.8234707956451,null,null,null,null,null,null,null,null,null,null,null,1.3149999999999999,0,0]
[null,1.3160000000000001,0,0,1002.3579498132473,1649.4867170862042,null,null,null,null,null,null,null,null,null,null,null,1.3160000000000001,0,0]
[null,1.3169999999999999,0,0,1002.9320568968163,1650.1493777678886,null,null,null,null,null,null,null,null,null,null,null,1.3169999999999999,0,0]
[null,1.3180000000000001,0,0,1003.5059281553806,1650.8114533577577,null,null,null,null,null,null,null,null,null,null,null,1.3180000000000001,0,0]
[null,1.319,0,0,1004.0795636858093,1651.4729443724148,null,null,null,null,null,null,null,null,null,null,null,1.319,0,0]
[null,1.32,0,0,1004.6529635849321,1652.1338513280061,null,null,null,null,null,null,null,null,null,null,null,1.32,0,0]
[null,1.321,0,0,1005.226127949539,1652.7941747402231,null,null,null,null,null,null,null,null,null,null,null,1.321,0,0]
[null,1.3220000000000001,0,0,1005.7990568763798,1653.4539151243009,null,null,null,null,null,null,null,null,null,null,null,1.3220000000000001,0,0]
[null,1.323,0,0,1006.3717504621653,1654.113072995021,null,null,null,null,null,null,null,null,null,null,null,1.323,0,0]
[null,1.3240000000000001,0,0,1006.9442088035661,1654.7716488667095,null,null,null,null,null,null,null,null,null,null,null,1.3240000000000001,0,0]
[null,1.325,0,0,1007.5164319972126,1655.4296432532383,null,null,null,null,null,null,null,null,null,null,null,1.325,0,0]
[null,1.3260000000000001,0,0,1008.0884201396967,1656.087056668026,null,null,null,null,null,null,null,null,null,null,null,1.3260000000000001,0,0]
[null,1.327,0,0,1008.6601733275697,1656.7438896240376,null,null,null,null,null,null,null,null,null,null,null,1.327,0,0]
[null,1.3280000000000001,0,0,1009.2316916573437,1657.4001426337854,null,null,null,null,null,null,null,null,null,null,null,1.3280000000000001,0,0]
[null,1.329,0,0,1009.8029752254907,1658.0558162093289,null,null,null,null,null,null,null,null,null,null,null,1.329,0,0]
[null,1.33,0,0,1010.3740241284435,1658.710910862276,null,null,null,null,null,null,null,null,null,null,null,1.33,0,0]
[null,1.331,0,0,1010.944838462595,1659.3654271037822,null,null,null,null,null,null,null,null,null,null,null,1.331,0,0]
[null,1.3320000000000001,0,0,1011.5154183242986,1660.019365444552,null,null,null,null,null,null,null,null,null,null,null,1.3320000000000001,0,0]
[null,1.333,0,0,1012.0857638098686,1660.6727263948394,null,null,null,null,null,null,null,null,null,null,null,1.333,0,0]
[null,1.3340000000000001,0,0,1012.6558750155787,1661.325510464447,null,null,null,null,null,null,null,null,null,null,null,1.3340000000000001,0,0]
[null,1.335,0,0,1013.2257520376638,1661.9777181627278,null,null,null,null,null,null,null,null,null,null,null,1.335,0,0]
[null,1.3360000000000001,0,0,1013.7953949723193,1662.6293499985854,null,null,null,null,null,null,null,null,null,null,null,1.3360000000000001,0,0]
[null,1.337,0,0,1014.3648039157009,1663.2804064804729,null,null,null,null,null,null,null,null,null,null,null,1.337,0,0]
[null,1.3380000000000001,0,0,1014.9339789639246,1663.9308881163963,null,null,null,null,null,null,null,null,null,null,null,1.3380000000000001,0,0]
[null,1.339,0,0,1015.5029202130672,1664.5807954139111,null,null,null,null,null,null,null,null,null,null,null,1.339,0,0]
[null,1.34,0,0,1016.0716277591663,1665.2301288801264,null,null,null,null,null,null,null,null,null,null,null,1.34,0,0]
[null,1.341,0,0,1016.6401016982193,1665.8788890217018,null,null,null,null,null,null,null,null,null,null,null,1.341,0,0]
[null,1.3420000000000001,0,0,1017.2083421261847,1666.5270763448509,null,null,null,null,null,null,null,null,null,null,null,1.3420000000000001,0,0]
[null,1.343,0,0,1017.7763491389815,1667.17469135534,null,null,null,null,null,null,null,null,null,null,null,1.343,0,0]
[null,1.3440000000000001,0,0,1018.3441228324889,1667.8217345584885,null,null,null,null,null,null,null,null,null,null,null,1.3440000000000001,0,0]
[null,1.345,0,0,1018.9116633025477,1668.46820645917,null,null,null,null,null,null,null,null,null,null,null,{"$f":"B1354","v":1.345},{"$f":"C1354","v":0},{"$f":"D1354","v":0}]
[null,1.3460000000000001,0,0,1019.4789706449583,1669.114107561812,null,null,null,null,null,null,null,null,null,null,null,1.3460000000000001,0,0]
[null,1.347,0,0,1020.0460449554822,1669.7594383703972,null,null,null,null,null,null,null,null,null,null,null,1.347,0,0]
[null,1.3480000000000001,0,0,1020.6128863298416,1670.4041993884625,null,null,null,null,null,null,null,null,null,null,null,1.3480000000000001,0,0]
[null,1.349,0,0,1021.1794948637192,1671.0483911191009,null,null,null,null,null,null,null,null,null,null,null,1.349,0,0]
[null,1.35,0,0,1021.7458706527585,1671.6920140649606,null,null,null,null,null,null,null,null,null,null,null,1.35,0,0]
[null,1.351,0,0,1022.3120137925638,1672.3350687282468,null,null,null,null,null,null,null,null,null,null,null,1.351,0,0]
[null,1.3520000000000001,0,0,1022.8779243787001,1672.9775556107204,null,null,null,null,null,null,null,null,null,null,null,1.3520000000000001,0,0]
[null,1.353,0,0,1023.4436025066929,1673.6194752137001,null,null,null,null,null,null,null,null,null,null,null,1.353,0,0]
[null,1.3540000000000001,0,0,1024.0090482720286,1674.2608280380607,null,null,null,null,null,null,null,null,null,null,null,1.3540000000000001,0,0]
[null,1.355,0,0,1024.5742617701546,1674.9016145842365,null,null,null,null,null,null,null,null,null,null,null,1.355,0,0]
[null,1.3560000000000001,0,0,1025.1392430964788,1675.5418353522189,null,null,null,null,null,null,null,null,null,null,null,1.3560000000000001,0,0]
[null,1.357,0,0,1025.7039923463701,1676.1814908415572,null,null,null,null,null,null,null,null,null,null,null,1.357,0,0]
[null,1.3580000000000001,0,0,1026.2685096151581,1676.8205815513611,null,null,null,null,null,null,null,null,null,null,null,1.3580000000000001,0,0]
[null,1.359,0,0,1026.8327949981333,1677.459107980299,null,null,null,null,null,null,null,null,null,null,null,1.359,0,0]
[null,1.36,0,0,1027.3968485905471,1678.0970706265982,null,null,null,null,null,null,null,null,null,null,null,1.36,0,0]
[null,1.361,0,0,1027.9606704876114,1678.7344699880477,null,null,null,null,null,null,null,null,null,null,null,1.361,0,0]
[null,1.3620000000000001,0,0,1028.5242607845,1679.3713065619957,null,null,null,null,null,null,null,null,null,null,null,1.3620000000000001,0,0]
[null,1.363,0,0,1029.087619576346,1680.0075808453512,null,null,null,null,null,null,null,null,null,null,null,1.363,0,0]
[null,1.3640000000000001,0,0,1029.6507469582452,1680.6432933345857,null,null,null,null,null,null,null,null,null,null,null,1.3640000000000001,0,0]
[null,1.365,0,0,1030.2136430252531,1681.2784445257312,null,null,null,null,null,null,null,null,null,null,null,1.365,0,0]
[null,1.3660000000000001,0,0,1030.7763078723865,1681.9130349143823,null,null,null,null,null,null,null,null,null,null,null,1.3660000000000001,0,0]
[null,1.367,0,0,1031.3387415946236,1682.5470649956951,null,null,null,null,null,null,null,null,null,null,null,1.367,0,0]
[null,1.3680000000000001,0,0,1031.9009442869021,1683.1805352643901,null,null,null,null,null,null,null,null,null,null,null,1.3680000000000001,0,0]
[null,1.369,0,0,1032.4629160441229,1683.8134462147495,null,null,null,null,null,null,null,null,null,null,null,1.369,0,0]
[null,1.37,0,0,1033.0246569611465,1684.4457983406201,null,null,null,null,null,null,null,null,null,null,null,1.37,0,0]
[null,1.371,0,0,1033.5861671327946,1685.077592135412,null,null,null,null,null,null,null,null,null,null,null,1.371,0,0]
[null,1.3720000000000001,0,0,1034.1474466538502,1685.7088280921,null,null,null,null,null,null,null,null,null,null,null,1.3720000000000001,0,0]
[null,1.373,0,0,1034.7084956190572,1686.3395067032234,null,null,null,null,null,null,null,null,null,null,null,1.373,0,0]
[null,1.3740000000000001,0,0,1035.2693141231207,1686.9696284608865,null,null,null,null,null,null,null,null,null,null,null,1.3740000000000001,0,0]
[null,1.375,0,0,1035.8299022607066,1687.5991938567599,null,null,null,null,null,null,null,null,null,null,null,1.375,0,0]
[null,1.3760000000000001,0,0,1036.3902601264424,1688.2282033820791,null,null,null,null,null,null,null,null,null,null,null,1.3760000000000001,0,0]
[null,1.377,0,0,1036.9503878149164,1688.8566575276463,null,null,null,null,null,null,null,null,null,null,null,1.377,0,0]
[null,1.3780000000000001,0,0,1037.5102854206782,1689.4845567838311,null,null,null,null,null,null,null,null,null,null,null,1.3780000000000001,0,0]
[null,1.379,0,0,1038.0699530382385,1690.111901640568,null,null,null,null,null,null,null,null,null,null,null,1.379,0,0]
[null,1.3800000000000001,0,0,1038.6293907620689,1690.7386925873616,null,null,null,null,null,null,null,null,null,null,null,1.3800000000000001,0,0]
[null,1.381,0,0,1039.188598686603,1691.3649301132818,null,null,null,null,null,null,null,null,null,null,null,1.381,0,0]
[null,1.3820000000000001,0,0,1039.7475769062346,1691.9906147069689,null,null,null,null,null,null,null,null,null,null,null,1.3820000000000001,0,0]
[null,1.383,0,0,1040.3063255153193,1692.6157468566305,null,null,null,null,null,null,null,null,null,null,null,1.383,0,0]
[null,1.3840000000000001,0,0,1040.8648446081738,1693.2403270500427,null,null,null,null,null,null,null,null,null,null,null,1.3840000000000001,0,0]
[null,1.385,0,0,1041.4231342790763,1693.864355774552,null,null,null,null,null,null,null,null,null,null,null,1.385,0,0]
[null,1.3860000000000001,0,0,1041.981194622266,1694.4878335170743,null,null,null,null,null,null,null,null,null,null,null,1.3860000000000001,0,0]
[null,1.387,0,0,1042.5390257319434,1695.1107607640954,null,null,null,null,null,null,null,null,null,null,null,1.387,0,0]
[null,1.3880000000000001,0,0,1043.0966277022706,1695.7331380016717,null,null,null,null,null,null,null,null,null,null,null,1.3880000000000001,0,0]
[null,1.389,0,0,1043.6540006273701,1696.3549657154299,null,null,null,null,null,null,null,null,null,null,null,1.389,0,0]
[null,1.3900000000000001,0,0,1044.2111446013271,1696.9762443905688,null,null,null,null,null,null,null,null,null,null,null,1.3900000000000001,0,0]
[null,1.391,0,0,1044.7680597181873,1697.5969745118584,null,null,null,null,null,null,null,null,null,null,null,1.391,0,0]
[null,1.3920000000000001,0,0,1045.3247460719579,1698.2171565636402,null,null,null,null,null,null,null,null,null,null,null,1.3920000000000001,0,0]
[null,1.393,0,0,1045.8812037566076,1698.8367910298291,null,null,null,null,null,null,null,null,null,null,null,1.393,0,0]
[null,1.3940000000000001,0,0,1046.4374328660663,1699.4558783939117,null,null,null,null,null,null,null,null,null,null,null,1.3940000000000001,0,0]
[null,1.395,0,0,1046.9934334942254,1700.0744191389485,null,null,null,null,null,null,null,null,null,null,null,1.395,0,0]
[null,1.3960000000000001,0,0,1047.5492057349381,1700.6924137475728,null,null,null,null,null,null,null,null,null,null,null,1.3960000000000001,0,0]
[null,1.397,0,0,1048.1047496820183,1701.3098627019924,null,null,null,null,null,null,null,null,null,null,null,1.397,0,0]
[null,1.3980000000000001,0,0,1048.6600654292424,1701.9267664839888,null,null,null,null,null,null,null,null,null,null,null,1.3980000000000001,0,0]
[null,1.399,0,0,1049.215153070347,1702.5431255749183,null,null,null,null,null,null,null,null,null,null,null,1.399,0,0]
[null,1.4000000000000001,0,0,1049.7700126990312,1703.1589404557126,null,null,null,null,null,null,null,null,null,null,null,1.4000000000000001,0,0]
[null,1.401,0,0,1050.3246444089555,1703.774211606878,null,null,null,null,null,null,null,null,null,null,null,1.401,0,0]
[null,1.4020000000000001,0,0,1050.8790482937413,1704.3889395084971,null,null,null,null,null,null,null,null,null,null,null,1.4020000000000001,0,0]
[null,1.403,0,0,1051.433224446972,1705.0031246402286,null,null,null,null,null,null,null,null,null,null,null,1.403,0,0]
[null,1.4040000000000001,0,0,1051.9871729621927,1705.6167674813071,null,null,null,null,null,null,null,null,null,null,null,1.4040000000000001,0,0]
[null,1.405,0,0,1052.5408939329097,1706.2298685105447,null,null,null,null,null,null,null,null,null,null,null,1.405,0,0]
[null,1.4060000000000001,0,0,1053.0943874525913,1706.8424282063309,null,null,null,null,null,null,null,null,null,null,null,1.4060000000000001,0,0]
[null,1.407,0,0,1053.647653614667,1707.4544470466321,null,null,null,null,null,null,null,null,null,null,null,1.407,0,0]
[null,1.4079999999999999,0,0,1054.2006925125283,1708.0659255089931,null,null,null,null,null,null,null,null,null,null,null,1.4079999999999999,0,0]
[null,1.409,0,0,1054.7535042395277,1708.676864070537,null,null,null,null,null,null,null,null,null,null,null,{"$f":"B1418","v":1.409},{"$f":"C1418","v":0},{"$f":"D1418","v":0}]
[null,1.41,0,0,1055.3060888889804,1709.2872632079655,null,null,null,null,null,null,null,null,null,null,null,1.41,0,0]
[null,1.411,0,0,1055.8584465541624,1709.8971233975597,null,null,null,null,null,null,null,null,null,null,null,1.411,0,0]
[null,1.4119999999999999,0,0,1056.4105773283113,1710.5064451151798,null,null,null,null,null,null,null,null,null,null,null,1.4119999999999999,0,0]
[null,1.413,0,0,1056.9624813046273,1711.1152288362662,null,null,null,null,null,null,null,null,null,null,null,1.413,0,0]
[null,1.4139999999999999,0,0,1057.5141585762715,1711.7234750358389,null,null,null,null,null,null,null,null,null,null,null,1.4139999999999999,0,0]
[null,1.415,0,0,1058.0656092363668,1712.3311841884997,null,null,null,null,null,null,null,null,null,null,null,1.415,0,0]
[null,1.4159999999999999,0,0,1058.6168333779983,1712.9383567684301,null,null,null,null,null,null,null,null,null,null,null,1.4159999999999999,0,0]
[null,1.417,0,0,1059.1678310942127,1713.5449932493934,null,null,null,null,null,null,null,null,null,null,null,1.417,0,0]
[null,1.4179999999999999,0,0,1059.7186024780183,1714.1510941047347,null,null,null,null,null,null,null,null,null,null,null,1.4179999999999999,0,0]
[null,1.419,0,0,1060.2691476223852,1714.7566598073811,null,null,null,null,null,null,null,null,null,null,null,1.419,0,0]
[null,1.42,0,0,1060.8194666202453,1715.361690829842,null,null,null,null,null,null,null,null,null,null,null,1.42,0,0]
[null,1.421,0,0,1061.3695595644929,1715.9661876442099,null,null,null,null,null,null,null,null,null,null,null,1.421,0,0]
[null,1.4219999999999999,0,0,1061.919426547983,1716.5701507221595,null,null,null,null,null,null,null,null,null,null,null,1.4219999999999999,0,0]
[null,1.423,0,0,1062.4690676635335,1717.1735805349506,null,null,null,null,null,null,null,null,null,null,null,1.423,0,0]
[null,1.4239999999999999,0,0,1063.0184830039238,1717.776477553426,null,null,null,null,null,null,null,null,null,null,null,1.4239999999999999,0,0]
[null,1.425,0,0,1063.5676726618951,1718.3788422480125,null,null,null,null,null,null,null,null,null,null,null,1.425,0,0]
[null,1.4259999999999999,0,0,1064.1166367301507,1718.9806750887224,null,null,null,null,null,null,null,null,null,null,null,1.4259999999999999,0,0]
[null,1.427,0,0,1064.6653753013557,1719.581976545152,null,null,null,null,null,null,null,null,null,null,null,1.427,0,0]
[null,1.4279999999999999,0,0,1065.2138884681369,1720.1827470864839,null,null,null,null,null,null,null,null,null,null,null,1.4279999999999999,0,0]
[null,1.429,0,0,1065.7621763230834,1720.7829871814861,null,null,null,null,null,null,null,null,null,null,null,1.429,0,0]
[null,1.43,0,0,1066.3102389587464,1721.3826972985119,null,null,null,null,null,null,null,null,null,null,null,1.43,0,0]
[null,1.431,0,0,1066.8580764676387,1721.9818779055031,null,null,null,null,null,null,null,null,null,null,null,1.431,0,0]
[null,1.4319999999999999,0,0,1067.4056889422352,1722.5805294699858,null,null,null,null,null,null,null,null,null,null,null,1.4319999999999999,0,0]
[null,1.4330000000000001,0,0,1067.9530764749729,1723.1786524590752,null,null,null,null,null,null,null,null,null,null,null,1.4330000000000001,0,0]
[null,1.4339999999999999,0,0,1068.5002391582507,1723.7762473394735,null,null,null,null,null,null,null,null,null,null,null,1.4339999999999999,0,0]
[null,1.4350000000000001,0,0,1069.0471770844297,1724.3733145774704,null,null,null,null,null,null,null,null,null,null,null,1.4350000000000001,0,0]
[null,1.4359999999999999,0,0,1069.5938903458332,1724.9698546389443,null,null,null,null,null,null,null,null,null,null,null,1.4359999999999999,0,0]
[null,1.4370000000000001,0,0,1070.1403790347463,1725.5658679893618,null,null,null,null,null,null,null,null,null,null,null,1.4370000000000001,0,0]
[null,1.4379999999999999,0,0,1070.686643243416,1726.1613550937795,null,null,null,null,null,null,null,null,null,null,null,1.4379999999999999,0,0]
[null,1.4390000000000001,0,0,1071.2326830640518,1726.7563164168428,null,null,null,null,null,null,null,null,null,null,null,1.4390000000000001,0,0]
[null,1.44,0,0,1071.7784985888252,1727.3507524227862,null,null,null,null,null,null,null,null,null,null,null,1.44,0,0]
[null,1.4410000000000001,0,0,1072.3240899098696,1727.9446635754357,null,null,null,null,null,null,null,null,null,null,null,1.4410000000000001,0,0]
[null,1.4419999999999999,0,0,1072.8694571192812,1728.5380503382066,null,null,null,null,null,null,null,null,null,null,null,1.4419999999999999,0,0]
[null,1.4430000000000001,0,0,1073.414600309118,1729.1309131741057,null,null,null,null,null,null,null,null,null,null,null,1.4430000000000001,0,0]
[null,1.444,0,0,1073.9595195714001,1729.72325254573,null,null,null,null,null,null,null,null,null,null,null,1.444,0,0]
[null,1.4450000000000001,0,0,1074.5042149981093,1730.3150689152696,null,null,null,null,null,null,null,null,null,null,null,1.4450000000000001,0,0]
[null,1.446,0,0,1075.0486866811909,1730.9063627445053,null,null,null,null,null,null,null,null,null,null,null,1.446,0,0]
[null,1.4470000000000001,0,0,1075.5929347125511,1731.4971344948108,null,null,null,null,null,null,null,null,null,null,null,1.4470000000000001,0,0]
[null,1.448,0,0,1076.1369591840594,1732.087384627152,null,null,null,null,null,null,null,null,null,null,null,1.448,0,0]
[null,1.4490000000000001,0,0,1076.6807601875466,1732.6771136020877,null,null,null,null,null,null,null,null,null,null,null,1.4490000000000001,0,0]
[null,1.45,0,0,1077.2243378148069,1733.2663218797711,null,null,null,null,null,null,null,null,null,null,null,1.45,0,0]
[null,1.4510000000000001,0,0,1077.7676921575958,1733.8550099199479,null,null,null,null,null,null,null,null,null,null,null,1.4510000000000001,0,0]
[null,1.452,0,0,1078.3108233076314,1734.443178181958,null,null,null,null,null,null,null,null,null,null,null,1.452,0,0]
[null,1.4530000000000001,0,0,1078.8537313565946,1735.0308271247368,null,null,null,null,null,null,null,null,null,null,null,1.4530000000000001,0,0]
[null,1.454,0,0,1079.396416396128,1735.6179572068129,null,null,null,null,null,null,null,null,null,null,null,1.454,0,0]
[null,1.4550000000000001,0,0,1079.9388785178367,1736.2045688863118,null,null,null,null,null,null,null,null,null,null,null,1.4550000000000001,0,0]
[null,1.456,0,0,1080.4811178132886,1736.7906626209528,null,null,null,null,null,null,null,null,null,null,null,1.456,0,0]
[null,1.4570000000000001,0,0,1081.0231343740134,1737.3762388680525,null,null,null,null,null,null,null,null,null,null,null,1.4570000000000001,0,0]
[null,1.458,0,0,1081.5649282915035,1737.9612980845227,null,null,null,null,null,null,null,null,null,null,null,1.458,0,0]
[null,1.4590000000000001,0,0,1082.1064996572138,1738.5458407268723,null,null,null,null,null,null,null,null,null,null,null,1.4590000000000001,0,0]
[null,1.46,0,0,1082.6478485625614,1739.1298672512066,null,null,null,null,null,null,null,null,null,null,null,1.46,0,0]
[null,1.4610000000000001,0,0,1083.188975098926,1739.7133781132288,null,null,null,null,null,null,null,null,null,null,null,1.4610000000000001,0,0]
[null,1.462,0,0,1083.7298793576499,1740.2963737682398,null,null,null,null,null,null,null,null,null,null,null,1.462,0,0]
[null,1.4630000000000001,0,0,1084.2705614300376,1740.8788546711376,null,null,null,null,null,null,null,null,null,null,null,1.4630000000000001,0,0]
[null,1.464,0,0,1084.8110214073561,1741.4608212764194,null,null,null,null,null,null,null,null,null,null,null,1.464,0,0]
[null,1.4650000000000001,0,0,1085.3512593808352,1742.0422740381807,null,null,null,null,null,null,null,null,null,null,null,1.4650000000000001,0,0]
[null,1.466,0,0,1085.8912754416669,1742.6232134101163,null,null,null,null,null,null,null,null,null,null,null,1.466,0,0]
[null,1.4670000000000001,0,0,1086.4310696810064,1743.2036398455205,null,null,null,null,null,null,null,null,null,null,null,1.4670000000000001,0,0]
[null,1.468,0,0,1086.9706421899698,1743.7835537972867,null,null,null,null,null,null,null,null,null,null,null,1.468,0,0]
[null,1.4690000000000001,0,0,1087.509993059638,1744.3629557179097,null,null,null,null,null,null,null,null,null,null,null,1.4690000000000001,0,0]
[null,1.47,0,0,1088.0491223810529,1744.9418460594832,null,null,null,null,null,null,null,null,null,null,null,1.47,0,0]
[null,1.4710000000000001,0,0,1088.5880302452194,1745.5202252737033,null,null,null,null,null,null,null,null,null,null,null,1.4710000000000001,0,0]
[null,1.472,0,0,1089.1267167431058,1746.0980938118653,null,null,null,null,null,null,null,null,null,null,null,1.472,0,0]
[null,1.4730000000000001,0,0,1089.6651819656418,1746.6754521248681,null,null,null,null,null,null,null,null,null,null,null,{"$f":"B1482","v":1.4730000000000001},{"$f":"C1482","v":0},{"$f":"D1482","v":0}]
[null,1.474,0,0,1090.2034260037201,1747.2523006632114,null,null,null,null,null,null,null,null,null,null,null,1.474,0,0]
[null,1.4750000000000001,0,0,1090.7414489481966,1747.8286398769974,null,null,null,null,null,null,null,null,null,null,null,1.4750000000000001,0,0]
[null,1.476,0,0,1091.2792508898897,1748.4044702159306,null,null,null,null,null,null,null,null,null,null,null,1.476,0,0]
[null,1.4770000000000001,0,0,1091.8168319195802,1748.9797921293189,null,null,null,null,null,null,null,null,null,null,null,1.4770000000000001,0,0]
[null,1.478,0,0,1092.3541921280116,1749.5546060660729,null,null,null,null,null,null,null,null,null,null,null,1.478,0,0]
[null,1.4790000000000001,0,0,1092.8913316058904,1750.1289124747075,null,null,null,null,null,null,null,null,null,null,null,1.4790000000000001,0,0]
[null,1.48,0,0,1093.4282504438856,1750.7027118033411,null,null,null,null,null,null,null,null,null,null,null,1.48,0,0]
[null,1.4810000000000001,0,0,1093.9649487326292,1751.2760044996967,null,null,null,null,null,null,null,null,null,null,null,1.4810000000000001,0,0]
[null,1.482,0,0,1094.501426562716,1751.8487910111016,null,null,null,null,null,null,null,null,null,null,null,1.482,0,0]
[null,1.4830000000000001,0,0,1095.0376840247031,1752.4210717844887,null,null,null,null,null,null,null,null,null,null,null,1.4830000000000001,0,0]
[null,1.484,0,0,1095.573721209111,1752.9928472663958,null,null,null,null,null,null,null,null,null,null,null,1.484,0,0]
[null,1.4850000000000001,0,0,1096.1095382064225,1753.5641179029667,null,null,null,null,null,null,null,null,null,null,null,1.4850000000000001,0,0]
[null,1.486,0,0,1096.6451351070839,1754.1348841399515,null,null,null,null,null,null,null,null,null,null,null,1.486,0,0]
[null,1.4870000000000001,0,0,1097.1805120015035,1754.7051464227061,null,null,null,null,null,null,null,null,null,null,null,1.4870000000000001,0,0]
[null,1.488,0,0,1097.7156689800531,1755.2749051961935,null,null,null,null,null,null,null,null,null,null,null,1.488,0,0]
[null,1.4890000000000001,0,0,1098.2506061330673,1755.8441609049837,null,null,null,null,null,null,null,null,null,null,null,1.4890000000000001,0,0]
[null,1.49,0,0,1098.7853235508428,1756.4129139932547,null,null,null,null,null,null,null,null,null,null,null,1.49,0,0]
[null,1.4910000000000001,0,0,1099.3198213236408,1756.981164904792,null,null,null,null,null,null,null,null,null,null,null,1.4910000000000001,0,0]
[null,1.492,0,0,1099.854099541684,1757.5489140829886,null,null,null,null,null,null,null,null,null,null,null,1.492,0,0]
[null,1.4930000000000001,0,0,1100.3881582951587,1758.1161619708475,null,null,null,null,null,null,null,null,null,null,null,1.4930000000000001,0,0]
[null,1.494,0,0,1100.921997674214,1758.6829090109786,null,null,null,null,null,null,null,null,null,null,null,1.494,0,0]
[null,1.4950000000000001,0,0,1101.4556177689615,1759.2491556456027,null,null,null,null,null,null,null,null,null,null,null,1.4950000000000001,0,0]
[null,1.496,0,0,1101.989018669477,1759.8149023165497,null,null,null,null,null,null,null,null,null,null,null,1.496,0,0]
[null,1.4970000000000001,0,0,1102.5222004657981,1760.3801494652585,null,null,null,null,null,null,null,null,null,null,null,1.4970000000000001,0,0]
[null,1.498,0,0,1103.0551632479255,1760.9448975327794,null,null,null,null,null,null,null,null,null,null,null,1.498,0,0]
[null,1.4990000000000001,0,0,1103.5879071058241,1761.5091469597726,null,null,null,null,null,null,null,null,null,null,null,1.4990000000000001,0,0]
[null,1.5,0,0,1104.1204321294208,1762.0728981865093,null,null,null,null,null,null,null,null,null,null,null,1.5,0,0]
[null,1.5010000000000001,0,0,1104.6527384086055,1762.6361516528725,null,null,null,null,null,null,null,null,null,null,null,1.5010000000000001,0,0]
[null,1.502,0,0,1105.1848260332315,1763.1989077983555,null,null,null,null,null,null,null,null,null,null,null,1.502,0,0]
[null,1.5030000000000001,0,0,1105.7166950931155,1763.7611670620659,null,null,null,null,null,null,null,null,null,null,null,1.5030000000000001,0,0]
[null,1.504,0,0,1106.2483456780367,1764.3229298827209,null,null,null,null,null,null,null,null,null,null,null,1.504,0,0]
[null,1.5050000000000001,0,0,1106.7797778777378,1764.884196698652,null,null,null,null,null,null,null,null,null,null,null,1.5050000000000001,0,0]
[null,1.506,0,0,1107.3109917819247,1765.4449679478034,null,null,null,null,null,null,null,null,null,null,null,1.506,0,0]
[null,1.5070000000000001,0,0,1107.841987480266,1766.0052440677321,null,null,null,null,null,null,null,null,null,null,null,1.5070000000000001,0,0]
[null,1.508,0,0,1108.3727650623937,1766.5650254956092,null,null,null,null,null,null,null,null,null,null,null,1.508,0,0]
[null,1.5090000000000001,0,0,1108.9033246179031,1767.1243126682202,null,null,null,null,null,null,null,null,null,null,null,1.5090000000000001,0,0]
[null,1.51,0,0,1109.4336662363528,1767.6831060219642,null,null,null,null,null,null,null,null,null,null,null,1.51,0,0]
[null,1.5110000000000001,0,0,1109.9637900072642,1768.2414059928553,null,null,null,null,null,null,null,null,null,null,null,1.5110000000000001,0,0]
[null,1.512,0,0,1110.4936960201226,1768.7992130165226,null,null,null,null,null,null,null,null,null,null,null,1.512,0,0]
[null,1.5130000000000001,0,0,1111.0233843643755,1769.3565275282103,null,null,null,null,null,null,null,null,null,null,null,1.5130000000000001,0,0]
[null,1.514,0,0,1111.5528551294349,1769.9133499627787,null,null,null,null,null,null,null,null,null,null,null,1.514,0,0]
[null,1.5150000000000001,0,0,1112.0821084046747,1770.4696807547043,null,null,null,null,null,null,null,null,null,null,null,1.5150000000000001,0,0]
[null,1.516,0,0,1112.6111442794336,1771.0255203380791,null,null,null,null,null,null,null,null,null,null,null,1.516,0,0]
[null,1.5170000000000001,0,0,1113.1399628430124,1771.5808691466129,null,null,null,null,null,null,null,null,null,null,null,1.5170000000000001,0,0]
[null,1.518,0,0,1113.6685641846759,1772.1357276136318,null,null,null,null,null,null,null,null,null,null,null,1.518,0,0]
[null,1.5190000000000001,0,0,1114.1969483936516,1772.6900961720796,null,null,null,null,null,null,null,null,null,null,null,1.5190000000000001,0,0]
[null,1.52,0,0,1114.7251155591309,1773.2439752545181,null,null,null,null,null,null,null,null,null,null,null,1.52,0,0]
[null,1.5210000000000001,0,0,1115.2530657702687,1773.7973652931264,null,null,null,null,null,null,null,null,null,null,null,1.5210000000000001,0,0]
[null,1.522,0,0,1115.7807991161826,1774.3502667197024,null,null,null,null,null,null,null,null,null,null,null,1.522,0,0]
[null,1.5230000000000001,0,0,1116.3083156859541,1774.9026799656633,null,null,null,null,null,null,null,null,null,null,null,1.5230000000000001,0,0]
[null,1.524,0,0,1116.8356155686281,1775.4546054620448,null,null,null,null,null,null,null,null,null,null,null,1.524,0,0]
[null,1.5250000000000001,0,0,1117.3626988532124,1776.0060436395022,null,null,null,null,null,null,null,null,null,null,null,1.5250000000000001,0,0]
[null,1.526,0,0,1117.8895656286788,1776.5569949283101,null,null,null,null,null,null,null,null,null,null,null,1.526,0,0]
[null,1.5270000000000001,0,0,1118.416215983963,1777.1074597583636,null,null,null,null,null,null,null,null,null,null,null,1.5270000000000001,0,0]
[null,1.528,0,0,1118.9426500079624,1777.6574385591789,null,null,null,null,null,null,null,null,null,null,null,1.528,0,0]
[null,1.5290000000000001,0,0,1119.4688677895399,1778.2069317598914,null,null,null,null,null,null,null,null,null,null,null,1.5290000000000001,0,0]
[null,1.53,0,0,1119.9948694175207,1778.7559397892589,null,null,null,null,null,null,null,null,null,null,null,1.53,0,0]
[null,1.5310000000000001,0,0,1120.520654980694,1779.3044630756599,null,null,null,null,null,null,null,null,null,null,null,1.5310000000000001,0,0]
[null,1.532,0,0,1121.0462245678123,1779.8525020470954,null,null,null,null,null,null,null,null,null,null,null,1.532,0,0]
[null,1.5330000000000001,0,0,1121.5715782675918,1780.4000571311879,null,null,null,null,null,null,null,null,null,null,null,1.5330000000000001,0,0]
[null,1.534,0,0,1122.0967161687124,1780.9471287551823,null,null,null,null,null,null,null,null,null,null,null,1.534,0,0]
[null,1.5350000000000001,0,0,1122.6216383598169,1781.4937173459466,null,null,null,null,null,null,null,null,null,null,null,1.5350000000000001,0,0]
[null,1.536,0,0,1123.146344929512,1782.0398233299718,null,null,null,null,null,null,null,null,null,null,null,1.536,0,0]
[null,1.5369999999999999,0,0,1123.6708359663689,1782.5854471333721,null,null,null,null,null,null,null,null,null,null,null,{"$f":"B1546","v":1.5369999999999999},{"$f":"C1546","v":0},{"$f":"D1546","v":0}]
[null,1.538,0,0,1124.1951115589211,1783.1305891818861,null,null,null,null,null,null,null,null,null,null,null,1.538,0,0]
[null,1.5389999999999999,0,0,1124.7191717956669,1783.6752499008755,null,null,null,null,null,null,null,null,null,null,null,1.5389999999999999,0,0]
[null,1.54,0,0,1125.2430167650664,1784.2194297153274,null,null,null,null,null,null,null,null,null,null,null,1.54,0,0]
[null,1.5409999999999999,0,0,1125.7666465555458,1784.763129049853,null,null,null,null,null,null,null,null,null,null,null,1.5409999999999999,0,0]
[null,1.542,0,0,1126.2900612554934,1785.3063483286887,null,null,null,null,null,null,null,null,null,null,null,1.542,0,0]
[null,1.5429999999999999,0,0,1126.8132609532613,1785.8490879756971,null,null,null,null,null,null,null,null,null,null,null,1.5429999999999999,0,0]
[null,1.544,0,0,1127.3362457371661,1786.391348414365,null,null,null,null,null,null,null,null,null,null,null,1.544,0,0]
[null,1.5449999999999999,0,0,1127.859015695487,1786.9331300678068,null,null,null,null,null,null,null,null,null,null,null,1.5449999999999999,0,0]
[null,1.546,0,0,1128.381570916468,1787.4744333587628,null,null,null,null,null,null,null,null,null,null,null,1.546,0,0]
[null,1.5469999999999999,0,0,1128.9039114883165,1788.0152587095997,null,null,null,null,null,null,null,null,null,null,null,1.5469999999999999,0,0]
[null,1.548,0,0,1129.4260374992032,1788.5556065423118,null,null,null,null,null,null,null,null,null,null,null,1.548,0,0]
[null,1.5489999999999999,0,0,1129.947949037263,1789.0954772785201,null,null,null,null,null,null,null,null,null,null,null,1.5489999999999999,0,0]
[null,1.55,0,0,1130.4696461905946,1789.6348713394739,null,null,null,null,null,null,null,null,null,null,null,1.55,0,0]
[null,1.5509999999999999,0,0,1130.9911290472605,1790.1737891460505,null,null,null,null,null,null,null,null,null,null,null,1.5509999999999999,0,0]
[null,1.552,0,0,1131.5123976952873,1790.7122311187554,null,null,null,null,null,null,null,null,null,null,null,1.552,0,0]
[null,1.5529999999999999,0,0,1132.0334522226644,1791.2501976777235,null,null,null,null,null,null,null,null,null,null,null,1.5529999999999999,0,0]
[null,1.554,0,0,1132.5542927173467,1791.7876892427173,null,null,null,null,null,null,null,null,null,null,null,1.554,0,0]
[null,1.5549999999999999,0,0,1133.0749192672513,1792.3247062331302,null,null,null,null,null,null,null,null,null,null,null,1.5549999999999999,0,0]
[null,1.556,0,0,1133.59533196026,1792.8612490679845,null,null,null,null,null,null,null,null,null,null,null,1.556,0,0]
[null,1.5569999999999999,0,0,1134.1155308842187,1793.3973181659326,null,null,null,null,null,null,null,null,null,null,null,1.5569999999999999,0,0]
[null,1.5580000000000001,0,0,1134.6355161269369,1793.932913945257,null,null,null,null,null,null,null,null,null,null,null,1.5580000000000001,0,0]
[null,1.5589999999999999,0,0,1135.1552877761878,1794.4680368238721,null,null,null,null,null,null,null,null,null,null,null,1.5589999999999999,0,0]
[null,1.56,0,0,1135.6748459197095,1795.0026872193216,null,null,null,null,null,null,null,null,null,null,null,1.56,0,0]
[null,1.5609999999999999,0,0,1136.1941906452028,1795.5368655487816,null,null,null,null,null,null,null,null,null,null,null,1.5609999999999999,0,0]
[null,1.5620000000000001,0,0,1136.7133220403332,1796.0705722290597,null,null,null,null,null,null,null,null,null,null,null,1.5620000000000001,0,0]
[null,1.5629999999999999,0,0,1137.2322401927302,1796.6038076765951,null,null,null,null,null,null,null,null,null,null,null,1.5629999999999999,0,0]
[null,1.5640000000000001,0,0,1137.7509451899871,1797.13657230746,null,null,null,null,null,null,null,null,null,null,null,1.5640000000000001,0,0]
[null,1.5649999999999999,0,0,1138.2694371196608,1797.6688665373588,null,null,null,null,null,null,null,null,null,null,null,1.5649999999999999,0,0]
[null,1.5660000000000001,0,0,1138.7877160692738,1798.2006907816287,null,null,null,null,null,null,null,null,null,null,null,1.5660000000000001,0,0]
[null,1.5669999999999999,0,0,1139.3057821263103,1798.7320454552403,null,null,null,null,null,null,null,null,null,null,null,1.5669999999999999,0,0]
[null,1.5680000000000001,0,0,1139.8236353782208,1799.2629309727979,null,null,null,null,null,null,null,null,null,null,null,1.5680000000000001,0,0]
[null,1.569,0,0,1140.341275912418,1799.7933477485399,null,null,null,null,null,null,null,null,null,null,null,1.569,0,0]
[null,1.57,0,0,1140.8587038162809,1800.3232961963388,null,null,null,null,null,null,null,null,null,null,null,1.57,0,0]
[null,1.571,0,0,1141.3759191771501,1800.8527767297012,null,null,null,null,null,null,null,null,null,null,null,1.571,0,0]
[null,1.5720000000000001,0,0,1141.892922082332,1801.3817897617691,null,null,null,null,null,null,null,null,null,null,null,1.5720000000000001,0,0]
[null,1.573,0,0,1142.4097126190968,1801.9103357053202,null,null,null,null,null,null,null,null,null,null,null,1.573,0,0]
[null,1.5740000000000001,0,0,1142.9262908746784,1802.4384149727664,null,null,null,null,null,null,null,null,null,null,null,1.5740000000000001,0,0]
[null,1.575,0,0,1143.4426569362756,1802.966027976157,null,null,null,null,null,null,null,null,null,null,null,1.575,0,0]
[null,1.5760000000000001,0,0,1143.9588108910505,1803.4931751271761,null,null,null,null,null,null,null,null,null,null,null,1.5760000000000001,0,0]
[null,1.577,0,0,1144.4747528261303,1804.0198568371454,null,null,null,null,null,null,null,null,null,null,null,1.577,0,0]
[null,1.5780000000000001,0,0,1144.9904828286055,1804.5460735170225,null,null,null,null,null,null,null,null,null,null,null,1.5780000000000001,0,0]
[null,1.579,0,0,1145.5060009855317,1805.0718255774029,null,null,null,null,null,null,null,null,null,null,null,1.579,0,0]
[null,1.58,0,0,1146.0213073839282,1805.5971134285196,null,null,null,null,null,null,null,null,null,null,null,1.58,0,0]
[null,1.581,0,0,1146.5364021107785,1806.1219374802422,null,null,null,null,null,null,null,null,null,null,null,1.581,0,0]
[null,1.5820000000000001,0,0,1147.051285253031,1806.64629814208,null,null,null,null,null,null,null,null,null,null,null,1.5820000000000001,0,0]
[null,1.583,0,0,1147.5659568975975,1807.1701958231799,null,null,null,null,null,null,null,null,null,null,null,1.583,0,0]
[null,1.5840000000000001,0,0,1148.080417131355,1807.6936309323276,null,null,null,null,null,null,null,null,null,null,null,1.5840000000000001,0,0]
[null,1.585,0,0,1148.5946660411441,1808.2166038779476,null,null,null,null,null,null,null,null,null,null,null,1.585,0,0]
[null,1.5860000000000001,0,0,1149.1087037137697,1808.7391150681046,null,null,null,null,null,null,null,null,null,null,null,1.5860000000000001,0,0]
[null,1.587,0,0,1149.6225302360019,1809.261164910502,null,null,null,null,null,null,null,null,null,null,null,1.587,0,0]
[null,1.5880000000000001,0,0,1150.1361456945742,1809.7827538124834,null,null,null,null,null,null,null,null,null,null,null,1.5880000000000001,0,0]
[null,1.589,0,0,1150.6495501761854,1810.3038821810344,null,null,null,null,null,null,null,null,null,null,null,1.589,0,0]
[null,1.59,0,0,1151.1627437674974,1810.8245504227787,null,null,null,null,null,null,null,null,null,null,null,1.59,0,0]
[null,1.591,0,0,1151.6757265551378,1811.3447589439827,null,null,null,null,null,null,null,null,null,null,null,1.591,0,0]
[null,1.5920000000000001,0,0,1152.1884986256978,1811.8645081505533,null,null,null,null,null,null,null,null,null,null,null,1.5920000000000001,0,0]
[null,1.593,0,0,1152.7010600657331,1812.3837984480397,null,null,null,null,null,null,null,null,null,null,null,1.593,0,0]
[null,1.5940000000000001,0,0,1153.2134109617646,1812.9026302416321,null,null,null,null,null,null,null,null,null,null,null,1.5940000000000001,0,0]
[null,1.595,0,0,1153.725551400277,1813.4210039361642,null,null,null,null,null,null,null,null,null,null,null,1.595,0,0]
[null,1.5960000000000001,0,0,1154.2374814677194,1813.9389199361106,null,null,null,null,null,null,null,null,null,null,null,1.5960000000000001,0,0]
[null,1.597,0,0,1154.7492012505054,1814.4563786455901,null,null,null,null,null,null,null,null,null,null,null,1.597,0,0]
[null,1.5980000000000001,0,0,1155.2607108350135,1814.9733804683644,null,null,null,null,null,null,null,null,null,null,null,1.5980000000000001,0,0]
[null,1.599,0,0,1155.7720103075865,1815.4899258078383,null,null,null,null,null,null,null,null,null,null,null,1.599,0,0]
[null,1.6,0,0,1156.2830997545318,1816.0060150670606,null,null,null,null,null,null,null,null,null,null,null,1.6,0,0]
[null,1.601,0,0,1156.7939792621212,1816.5216486487247,null,null,null,null,null,null,null,null,null,null,null,{"$f":"B1610","v":1.601},{"$f":"C1610","v":0},{"$f":"D1610","v":0}]
[null,1.6020000000000001,0,0,1157.3046489165908,1817.0368269551677,null,null,null,null,null,null,null,null,null,null,null,1.6020000000000001,0,0]
[null,1.603,0,0,1157.8151088041423,1817.5515503883717,null,null,null,null,null,null,null,null,null,null,null,1.603,0,0]
[null,1.6040000000000001,0,0,1158.3253590109407,1818.0658193499644,null,null,null,null,null,null,null,null,null,null,null,1.6040000000000001,0,0]
[null,1.605,0,0,1158.8353996231167,1818.5796342412186,null,null,null,null,null,null,null,null,null,null,null,1.605,0,0]
[null,1.6060000000000001,0,0,1159.3452307267646,1819.0929954630519,null,null,null,null,null,null,null,null,null,null,null,1.6060000000000001,0,0]
[null,1.607,0,0,1159.8548524079445,1819.6059034160294,null,null,null,null,null,null,null,null,null,null,null,1.607,0,0]
[null,1.6080000000000001,0,0,1160.3642647526799,1820.1183585003619,null,null,null,null,null,null,null,null,null,null,null,1.6080000000000001,0,0]
[null,1.609,0,0,1160.8734678469598,1820.6303611159058,null,null,null,null,null,null,null,null,null,null,null,1.609,0,0]
[null,1.61,0,0,1161.3824617767377,1821.1419116621662,null,null,null,null,null,null,null,null,null,null,null,1.61,0,0]
[null,1.611,0,0,1161.8912466279319,1821.6530105382942,null,null,null,null,null,null,null,null,null,null,null,1.611,0,0]
[null,1.6120000000000001,0,0,1162.3998224864249,1822.1636581430894,null,null,null,null,null,null,null,null,null,null,null,1.6120000000000001,0,0]
[null,1.613,0,0,1162.9081894380649,1822.6738548749984,null,null,null,null,null,null,null,null,null,null,null,1.613,0,0]
[null,1.6140000000000001,0,0,1163.4163475686635,1823.1836011321166,null,null,null,null,null,null,null,null,null,null,null,1.6140000000000001,0,0]
[null,1.615,0,0,1163.9242969639981,1823.6928973121874,null,null,null,null,null,null,null,null,null,null,null,1.615,0,0]
[null,1.6160000000000001,0,0,1164.4320377098106,1824.201743812604,null,null,null,null,null,null,null,null,null,null,null,1.6160000000000001,0,0]
[null,1.617,0,0,1164.9395698918074,1824.7101410304074,null,null,null,null,null,null,null,null,null,null,null,1.617,0,0]
[null,1.6180000000000001,0,0,1165.4468935956602,1825.2180893622888,null,null,null,null,null,null,null,null,null,null,null,1.6180000000000001,0,0]
[null,1.619,0,0,1165.9540089070049,1825.7255892045889,null,null,null,null,null,null,null,null,null,null,null,1.619,0,0]
[null,1.62,0,0,1166.4609159114427,1826.2326409532991,null,null,null,null,null,null,null,null,null,null,null,1.62,0,0]
[null,1.621,0,0,1166.9676146945396,1826.7392450040604,null,null,null,null,null,null,null,null,null,null,null,1.621,0,0]
[null,1.6220000000000001,0,0,1167.4741053418261,1827.2454017521645,null,null,null,null,null,null,null,null,null,null,null,1.6220000000000001,0,0]
[null,1.623,0,0,1167.980387938798,1827.751111592554,null,null,null,null,null,null,null,null,null,null,null,1.623,0,0]
[null,1.6240000000000001,0,0,1168.4864625709156,1828.2563749198241,null,null,null,null,null,null,null,null,null,null,null,1.6240000000000001,0,0]
[null,1.625,0,0,1168.9923293236043,1828.7611921282196,null,null,null,null,null,null,null,null,null,null,null,1.625,0,0]
[null,1.6260000000000001,0,0,1169.4979882822547,1829.2655636116385,null,null,null,null,null,null,null,null,null,null,null,1.6260000000000001,0,0]
[null,1.627,0,0,1170.0034395322214,1829.7694897636309,null,null,null,null,null,null,null,null,null,null,null,1.627,0,0]
[null,1.6280000000000001,0,0,1170.5086831588253,1830.2729709773992,null,null,null,null,null,null,null,null,null,null,null,1.6280000000000001,0,0]
[null,1.629,0,0,1171.0137192473508,1830.776007645798,null,null,null,null,null,null,null,null,null,null,null,1.629,0,0]
[null,1.6300000000000001,0,0,1171.5185478830483,1831.2786001613363,null,null,null,null,null,null,null,null,null,null,null,1.6300000000000001,0,0]
[null,1.631,0,0,1172.0231691511331,1831.7807489161753,null,null,null,null,null,null,null,null,null,null,null,1.631,0,0]
[null,1.6320000000000001,0,0,1172.5275831367846,1832.2824543021313,null,null,null,null,null,null,null,null,null,null,null,1.6320000000000001,0,0]
[null,1.633,0,0,1173.0317899251484,1832.7837167106736,null,null,null,null,null,null,null,null,null,null,null,1.633,0,0]
[null,1.6340000000000001,0,0,1173.5357896013343,1833.284536532926,null,null,null,null,null,null,null,null,null,null,null,1.6340000000000001,0,0]
[null,1.635,0,0,1174.0395822504177,1833.7849141596671,null,null,null,null,null,null,null,null,null,null,null,1.635,0,0]
[null,1.6360000000000001,0,0,1174.5431679574385,1834.2848499813308,null,null,null,null,null,null,null,null,null,null,null,1.6360000000000001,0,0]
[null,1.637,0,0,1175.0465468074021,1834.7843443880058,null,null,null,null,null,null,null,null,null,null,null,1.637,0,0]
[null,1.6380000000000001,0,0,1175.5497188852789,1835.2833977694361,null,null,null,null,null,null,null,null,null,null,null,1.6380000000000001,0,0]
[null,1.639,0,0,1176.0526842760039,1835.7820105150222,null,null,null,null,null,null,null,null,null,null,null,1.639,0,0]
[null,1.6400000000000001,0,0,1176.5554430644781,1836.2801830138208,null,null,null,null,null,null,null,null,null,null,null,1.6400000000000001,0,0]
[null,1.641,0,0,1177.0579953355671,1836.7779156545446,null,null,null,null,null,null,null,null,null,null,null,1.641,0,0]
[null,1.6420000000000001,0,0,1177.5603411741017,1837.2752088255638,null,null,null,null,null,null,null,null,null,null,null,1.6420000000000001,0,0]
[null,1.643,0,0,1178.0624806648775,1837.7720629149046,null,null,null,null,null,null,null,null,null,null,null,1.643,0,0]
[null,1.6440000000000001,0,0,1178.5644138926559,1838.2684783102516,null,null,null,null,null,null,null,null,null,null,null,1.6440000000000001,0,0]
[null,1.645,0,0,1179.0661409421632,1838.7644553989464,null,null,null,null,null,null,null,null,null,null,null,1.645,0,0]
[null,1.6460000000000001,0,0,1179.5676618980913,1839.2599945679895,null,null,null,null,null,null,null,null,null,null,null,1.6460000000000001,0,0]
[null,1.647,0,0,1180.0689768450959,1839.7550962040384,null,null,null,null,null,null,null,null,null,null,null,1.647,0,0]
[null,1.6480000000000001,0,0,1180.5700858678001,1840.2497606934105,null,null,null,null,null,null,null,null,null,null,null,1.6480000000000001,0,0]
[null,1.649,0,0,1181.0709890507901,1840.7439884220817,null,null,null,null,null,null,null,null,null,null,null,1.649,0,0]
[null,1.6500000000000001,0,0,1181.5716864786189,1841.2377797756862,null,null,null,null,null,null,null,null,null,null,null,1.6500000000000001,0,0]
[null,1.651,0,0,1182.0721782358041,1841.731135139519,null,null,null,null,null,null,null,null,null,null,null,1.651,0,0]
[null,1.6520000000000001,0,0,1182.5724644068287,1842.2240548985344,null,null,null,null,null,null,null,null,null,null,null,1.6520000000000001,0,0]
[null,1.653,0,0,1183.0725450761406,1842.7165394373465,null,null,null,null,null,null,null,null,null,null,null,1.653,0,0]
[null,1.6540000000000001,0,0,1183.5724203281541,1843.2085891402298,null,null,null,null,null,null,null,null,null,null,null,1.6540000000000001,0,0]
[null,1.655,0,0,1184.0720902472474,1843.7002043911202,null,null,null,null,null,null,null,null,null,null,null,1.655,0,0]
[null,1.6560000000000001,0,0,1184.5715549177653,1844.1913855736141,null,null,null,null,null,null,null,null,null,null,null,1.6560000000000001,0,0]
[null,1.657,0,0,1185.070814424017,1844.6821330709695,null,null,null,null,null,null,null,null,null,null,null,1.657,0,0]
[null,1.6580000000000001,0,0,1185.5698688502782,1845.1724472661056,null,null,null,null,null,null,null,null,null,null,null,1.6580000000000001,0,0]
[null,1.659,0,0,1186.0687182807883,1845.6623285416031,null,null,null,null,null,null,null,null,null,null,null,1.659,0,0]
[null,1.6600000000000001,0,0,1186.5673627997537,1846.1517772797065,null,null,null,null,null,null,null,null,null,null,null,1.6600000000000001,0,0]
[null,1.661,0,0,1187.0658024913453,1846.6407938623213,null,null,null,null,null,null,null,null,null,null,null,1.661,0,0]
[null,1.6620000000000001,0,0,1187.5640374396999,1847.1293786710164,null,null,null,null,null,null,null,null,null,null,null,1.6620000000000001,0,0]
[null,1.663,0,0,1188.0620677289194,1847.6175320870234,null,null,null,null,null,null,null,null,null,null,null,1.663,0,0]
[null,1.6640000000000001,0,0,1188.5598934430711,1848.1052544912382,null,null,null,null,null,null,null,null,null,null,null,1.6640000000000001,0,0]
[null,1.665,0,0,1189.0575146661884,1848.5925462642192,null,null,null,null,null,null,null,null,null,null,null,{"$f":"B1674","v":1.665},{"$f":"C1674","v":0},{"$f":"D1674","v":0}]
[null,1.6659999999999999,0,0,1189.5549314822695,1849.0794077861894,null,null,null,null,null,null,null,null,null,null,null,1.6659999999999999,0,0]
[null,1.667,0,0,1190.0521439752783,1849.5658394370366,null,null,null,null,null,null,null,null,null,null,null,1.667,0,0]
[null,1.6679999999999999,0,0,1190.5491522291445,1850.051841596312,null,null,null,null,null,null,null,null,null,null,null,1.6679999999999999,0,0]
[null,1.669,0,0,1191.0459563277625,1850.5374146432328,null,null,null,null,null,null,null,null,null,null,null,1.669,0,0]
[null,1.67,0,0,1191.5425563549934,1851.0225589566803,null,null,null,null,null,null,null,null,null,null,null,1.67,0,0]
[null,1.671,0,0,1192.0389523946631,1851.5072749152023,null,null,null,null,null,null,null,null,null,null,null,1.671,0,0]
[null,1.6719999999999999,0,0,1192.535144530563,1851.991562897012,null,null,null,null,null,null,null,null,null,null,null,1.6719999999999999,0,0]
[null,1.673,0,0,1193.0311328464506,1852.4754232799885,null,null,null,null,null,null,null,null,null,null,null,1.673,0,0]
[null,1.6739999999999999,0,0,1193.5269174260486,1852.958856441677,null,null,null,null,null,null,null,null,null,null,null,1.6739999999999999,0,0]
[null,1.675,0,0,1194.0224983530454,1853.4418627592897,null,null,null,null,null,null,null,null,null,null,null,1.675,0,0]
[null,1.6759999999999999,0,0,1194.5178757110948,1853.9244426097061,null,null,null,null,null,null,null,null,null,null,null,1.6759999999999999,0,0]
[null,1.677,0,0,1195.0130495838168,1854.4065963694725,null,null,null,null,null,null,null,null,null,null,null,1.677,0,0]
[null,1.6779999999999999,0,0,1195.5080200547968,1854.8883244148026,null,null,null,null,null,null,null,null,null,null,null,1.6779999999999999,0,0]
[null,1.679,0,0,1196.0027872075857,1855.3696271215783,null,null,null,null,null,null,null,null,null,null,null,1.679,0,0]
[null,1.68,0,0,1196.4973511257001,1855.850504865349,null,null,null,null,null,null,null,null,null,null,null,1.68,0,0]
[null,1.681,0,0,1196.9917118926221,1856.3309580213336,null,null,null,null,null,null,null,null,null,null,null,1.681,0,0]
[null,1.6819999999999999,0,0,1197.4858695918001,1856.8109869644184,null,null,null,null,null,null,null,null,null,null,null,1.6819999999999999,0,0]
[null,1.6830000000000001,0,0,1197.979824306648,1857.2905920691599,null,null,null,null,null,null,null,null,null,null,null,1.6830000000000001,0,0]
[null,1.6839999999999999,0,0,1198.4735761205452,1857.7697737097826,null,null,null,null,null,null,null,null,null,null,null,1.6839999999999999,0,0]
[null,1.6850000000000001,0,0,1198.9671251168365,1858.2485322601822,null,null,null,null,null,null,null,null,null,null,null,1.6850000000000001,0,0]
[null,1.6859999999999999,0,0,1199.460471378834,1858.7268680939226,null,null,null,null,null,null,null,null,null,null,null,1.6859999999999999,0,0]
[null,1.6870000000000001,0,0,1199.9536149898136,1859.2047815842393,null,null,null,null,null,null,null,null,null,null,null,1.6870000000000001,0,0]
[null,1.6879999999999999,0,0,1200.4465560330184,1859.6822731040372,null,null,null,null,null,null,null,null,null,null,null,1.6879999999999999,0,0]
[null,1.6890000000000001,0,0,1200.9392945916563,1860.1593430258924,null,null,null,null,null,null,null,null,null,null,null,1.6890000000000001,0,0]
[null,1.69,0,0,1201.4318307489025,1860.635991722052,null,null,null,null,null,null,null,null,null,null,null,1.69,0,0]
[null,1.6910000000000001,0,0,1201.9241645878963,1861.1122195644346,null,null,null,null,null,null,null,null,null,null,null,1.6910000000000001,0,0]
[null,1.6919999999999999,0,0,1202.4162961917436,1861.5880269246302,null,null,null,null,null,null,null,null,null,null,null,1.6919999999999999,0,0]
[null,1.6930000000000001,0,0,1202.9082256435165,1862.0634141739006,null,null,null,null,null,null,null,null,null,null,null,1.6930000000000001,0,0]
[null,1.694,0,0,1203.3999530262527,1862.5383816831798,null,null,null,null,null,null,null,null,null,null,null,1.694,0,0]
[null,1.6950000000000001,0,0,1203.8914784229557,1863.0129298230743,null,null,null,null,null,null,null,null,null,null,null,1.6950000000000001,0,0]
[null,1.696,0,0,1204.3828019165949,1863.4870589638638,null,null,null,null,null,null,null,null,null,null,null,1.696,0,0]
[null,1.6970000000000001,0,0,1204.8739235901057,1863.9607694755011,null,null,null,null,null,null,null,null,null,null,null,1.6970000000000001,0,0]
[null,1.698,0,0,1205.3648435263894,1864.4340617276112,null,null,null,null,null,null,null,null,null,null,null,1.698,0,0]
[null,1.6990000000000001,0,0,1205.8555618083133,1864.9069360894941,null,null,null,null,null,null,null,null,null,null,null,1.6990000000000001,0,0]
[null,1.7,0,0,1206.3460785187106,1865.3793929301232,null,null,null,null,null,null,null,null,null,null,null,1.7,0,0]
[null,1.7010000000000001,0,0,1206.8363937403803,1865.8514326181455,null,null,null,null,null,null,null,null,null,null,null,1.7010000000000001,0,0]
[null,1.702,0,0,1207.3265075560882,1866.323055521884,null,null,null,null,null,null,null,null,null,null,null,1.702,0,0]
[null,1.7030000000000001,0,0,1207.8164200485649,1866.7942620093349,null,null,null,null,null,null,null,null,null,null,null,1.7030000000000001,0,0]
[null,1.704,0,0,1208.3061313005078,1867.2650524481705,null,null,null,null,null,null,null,null,null,null,null,1.704,0,0]
[null,1.7050000000000001,0,0,1208.7956413945799,1867.7354272057382,null,null,null,null,null,null,null,null,null,null,null,1.7050000000000001,0,0]
[null,1.706,0,0,1209.284950413411,1868.2053866490605,null,null,null,null,null,null,null,null,null,null,null,1.706,0,0]
[null,1.7070000000000001,0,0,1209.7740584395958,1868.6749311448368,null,null,null,null,null,null,null,null,null,null,null,1.7070000000000001,0,0]
[null,1.708,0,0,1210.2629655556962,1869.1440610594425,null,null,null,null,null,null,null,null,null,null,null,1.708,0,0]
[null,1.7090000000000001,0,0,1210.7516718442396,1869.6127767589282,null,null,null,null,null,null,null,null,null,null,null,1.7090000000000001,0,0]
[null,1.71,0,0,1211.2401773877195,1870.0810786090237,null,null,null,null,null,null,null,null,null,null,null,1.71,0,0]
[null,1.7110000000000001,0,0,1211.7284822685961,1870.5489669751337,null,null,null,null,null,null,null,null,null,null,null,1.7110000000000001,0,0]
[null,1.712,0,0,1212.2165865692941,1871.0164422223415,null,null,null,null,null,null,null,null,null,null,null,1.712,0,0]
[null,1.7130000000000001,0,0,1212.7044903722067,1871.4835047154072,null,null,null,null,null,null,null,null,null,null,null,1.7130000000000001,0,0]
[null,1.714,0,0,1213.1921937596915,1871.9501548187698,null,null,null,null,null,null,null,null,null,null,null,1.714,0,0]
[null,1.7150000000000001,0,0,1213.6796968140725,1872.4163928965461,null,null,null,null,null,null,null,null,null,null,null,1.7150000000000001,0,0]
[null,1.716,0,0,1214.1669996176408,1872.8822193125304,null,null,null,null,null,null,null,null,null,null,null,1.716,0,0]
[null,1.7170000000000001,0,0,1214.6541022526528,1873.347634430198,null,null,null,null,null,null,null,null,null,null,null,1.7170000000000001,0,0]
[null,1.718,0,0,1215.1410048013313,1873.8126386127012,null,null,null,null,null,null,null,null,null,null,null,1.718,0,0]
[null,1.7190000000000001,0,0,1215.6277073458657,1874.277232222873,null,null,null,null,null,null,null,null,null,null,null,1.7190000000000001,0,0]
[null,1.72,0,0,1216.1142099684114,1874.7414156232248,null,null,null,null,null,null,null,null,null,null,null,1.72,0,0]
[null,1.7210000000000001,0,0,1216.6005127510894,1875.2051891759493,null,null,null,null,null,null,null,null,null,null,null,1.7210000000000001,0,0]
[null,1.722,0,0,1217.0866157759883,1875.6685532429178,null,null,null,null,null,null,null,null,null,null,null,1.722,0,0]
[null,1.7230000000000001,0,0,1217.572519125162,1876.1315081856842,null,null,null,null,null,null,null,null,null,null,null,1.7230000000000001,0,0]
[null,1.724,0,0,1218.0582228806309,1876.594054365481,null,null,null,null,null,null,null,null,null,null,null,1.724,0,0]
[null,1.7250000000000001,0,0,1218.5437271243818,1877.0561921432234,null,null,null,null,null,null,null,null,null,null,null,1.7250000000000001,0,0]
[null,1.726,0,0,1219.029031938368,1877.517921879507,null,null,null,null,null,null,null,null,null,null,null,1.726,0,0]
[null,1.7270000000000001,0,0,1219.5141374045086,1877.9792439346088,null,null,null,null,null,null,null,null,null,null,null,1.7270000000000001,0,0]
[null,1.728,0,0,1219.9990436046896,1878.4401586684887,null,null,null,null,null,null,null,null,null,null,null,1.728,0,0]
[null,1.7290000000000001,0,0,1220.4837506207632,1878.9006664407887,null,null,null,null,null,null,null,null,null,null,null,{"$f":"B1738","v":1.7290000000000001},{"$f":"C1738","v":0},{"$f":"D1738","v":0}]
[null,1.73,0,0,1220.9682585345477,1879.360767610832,null,null,null,null,null,null,null,null,null,null,null,1.73,0,0]
[null,1.7310000000000001,0,0,1221.4525674278279,1879.8204625376254,null,null,null,null,null,null,null,null,null,null,null,1.7310000000000001,0,0]
[null,1.732,0,0,1221.9366773823558,1880.2797515798588,null,null,null,null,null,null,null,null,null,null,null,1.732,0,0]
[null,1.7330000000000001,0,0,1222.4205884798484,1880.7386350959057,null,null,null,null,null,null,null,null,null,null,null,1.7330000000000001,0,0]
[null,1.734,0,0,1222.9043008019901,1881.1971134438222,null,null,null,null,null,null,null,null,null,null,null,1.734,0,0]
[null,1.7350000000000001,0,0,1223.3878144304317,1881.6551869813491,null,null,null,null,null,null,null,null,null,null,null,1.7350000000000001,0,0]
[null,1.736,0,0,1223.8711294467901,1882.1128560659108,null,null,null,null,null,null,null,null,null,null,null,1.736,0,0]
[null,1.7370000000000001,0,0,1224.3542459326491,1882.5701210546163,null,null,null,null,null,null,null,null,null,null,null,1.7370000000000001,0,0]
[null,1.738,0,0,1224.8371639695583,1883.0269823042597,null,null,null,null,null,null,null,null,null,null,null,1.738,0,0]
[null,1.7390000000000001,0,0,1225.3198836390347,1883.483440171319,null,null,null,null,null,null,null,null,null,null,null,1.7390000000000001,0,0]
[null,1.74,0,0,1225.8024050225608,1883.939495011959,null,null,null,null,null,null,null,null,null,null,null,1.74,0,0]
[null,1.7410000000000001,0,0,1226.2847282015869,1884.3951471820287,null,null,null,null,null,null,null,null,null,null,null,1.7410000000000001,0,0]
[null,1.742,0,0,1226.7668532575285,1884.8503970370632,null,null,null,null,null,null,null,null,null,null,null,1.742,0,0]
[null,1.7430000000000001,0,0,1227.2487802717687,1885.3052449322843,null,null,null,null,null,null,null,null,null,null,null,1.7430000000000001,0,0]
[null,1.744,0,0,1227.7305093256564,1885.7596912225997,null,null,null,null,null,null,null,null,null,null,null,1.744,0,0]
[null,1.7450000000000001,0,0,1228.212040500508,1886.2137362626033,null,null,null,null,null,null,null,null,null,null,null,1.7450000000000001,0,0]
[null,1.746,0,0,1228.6933738776052,1886.6673804065772,null,null,null,null,null,null,null,null,null,null,null,1.746,0,0]
[null,1.7470000000000001,0,0,1229.1745095381975,1887.1206240084891,null,null,null,null,null,null,null,null,null,null,null,1.7470000000000001,0,0]
[null,1.748,0,0,1229.6554475635005,1887.5734674219952,null,null,null,null,null,null,null,null,null,null,null,1.748,0,0]
[null,1.7490000000000001,0,0,1230.1361880346969,1888.0259110004395,null,null,null,null,null,null,null,null,null,null,null,1.7490000000000001,0,0]
[null,1.75,0,0,1230.6167310329349,1888.4779550968531,null,null,null,null,null,null,null,null,null,null,null,1.75,0,0]
[null,1.7510000000000001,0,0,1231.0970766393307,1888.9296000639565,null,null,null,null,null,null,null,null,null,null,null,1.7510000000000001,0,0]
[null,1.752,0,0,1231.5772249349664,1889.3808462541579,null,null,null,null,null,null,null,null,null,null,null,1.752,0,0]
[null,1.7530000000000001,0,0,1232.0571760008911,1889.8316940195548,null,null,null,null,null,null,null,null,null,null,null,1.7530000000000001,0,0]
[null,1.754,0,0,1232.5369299181204,1890.2821437119337,null,null,null,null,null,null,null,null,null,null,null,1.754,0,0]
[null,1.7550000000000001,0,0,1233.0164867676372,1890.7321956827705,null,null,null,null,null,null,null,null,null,null,null,1.7550000000000001,0,0]
[null,1.756,0,0,1233.4958466303897,1891.1818502832307,null,null,null,null,null,null,null,null,null,null,null,1.756,0,0]
[null,1.7570000000000001,0,0,1233.9750095872948,1891.6311078641697,null,null,null,null,null,null,null,null,null,null,null,1.7570000000000001,0,0]
[null,1.758,0,0,1234.4539757192347,1892.0799687761339,null,null,null,null,null,null,null,null,null,null,null,1.758,0,0]
[null,1.7590000000000001,0,0,1234.932745107059,1892.5284333693592,null,null,null,null,null,null,null,null,null,null,null,1.7590000000000001,0,0]
[null,1.76,0,0,1235.4113178315838,1892.9765019937722,null,null,null,null,null,null,null,null,null,null,null,1.76,0,0]
[null,1.7610000000000001,0,0,1235.8896939735923,1893.4241749989912,null,null,null,null,null,null,null,null,null,null,null,1.7610000000000001,0,0]
[null,1.762,0,0,1236.3678736138345,1893.8714527343257,null,null,null,null,null,null,null,null,null,null,null,1.762,0,0]
[null,1.7630000000000001,0,0,1236.8458568330268,1894.3183355487761,null,null,null,null,null,null,null,null,null,null,null,1.7630000000000001,0,0]
[null,1.764,0,0,1237.323643711853,1894.7648237910357,null,null,null,null,null,null,null,null,null,null,null,1.764,0,0]
[null,1.7650000000000001,0,0,1237.8012343309633,1895.2109178094888,null,null,null,null,null,null,null,null,null,null,null,1.7650000000000001,0,0]
[null,1.766,0,0,1238.278628770975,1895.6566179522131,null,null,null,null,null,null,null,null,null,null,null,1.766,0,0]
[null,1.7670000000000001,0,0,1238.7558271124726,1896.1019245669786,null,null,null,null,null,null,null,null,null,null,null,1.7670000000000001,0,0]
[null,1.768,0,0,1239.2328294360066,1896.5468380012478,null,null,null,null,null,null,null,null,null,null,null,1.768,0,0]
[null,1.7690000000000001,0,0,1239.7096358220956,1896.9913586021771,null,null,null,null,null,null,null,null,null,null,null,1.7690000000000001,0,0]
[null,1.77,0,0,1240.1862463512239,1897.435486716616,null,null,null,null,null,null,null,null,null,null,null,1.77,0,0]
[null,1.7710000000000001,0,0,1240.6626611038437,1897.8792226911078,null,null,null,null,null,null,null,null,null,null,null,1.7710000000000001,0,0]
[null,1.772,0,0,1241.1388801603737,1898.3225668718899,null,null,null,null,null,null,null,null,null,null,null,1.772,0,0]
[null,1.7730000000000001,0,0,1241.6149036011996,1898.7655196048936,null,null,null,null,null,null,null,null,null,null,null,1.7730000000000001,0,0]
[null,1.774,0,0,1242.090731506674,1899.2080812357456,null,null,null,null,null,null,null,null,null,null,null,1.774,0,0]
[null,1.7750000000000001,0,0,1242.5663639571169,1899.6502521097664,null,null,null,null,null,null,null,null,null,null,null,1.7750000000000001,0,0]
[null,1.776,0,0,1243.0418010328149,1900.0920325719726,null,null,null,null,null,null,null,null,null,null,null,1.776,0,0]
[null,1.7770000000000001,0,0,1243.517042814022,1900.5334229670757,null,null,null,null,null,null,null,null,null,null,null,1.7770000000000001,0,0]
[null,1.778,0,0,1243.9920893809583,1900.9744236394827,null,null,null,null,null,null,null,null,null,null,null,1.778,0,0]
[null,1.7790000000000001,0,0,1244.4669408138127,1901.4150349332963,null,null,null,null,null,null,null,null,null,null,null,1.7790000000000001,0,0]
[null,1.78,0,0,1244.941597192739,1901.8552571923162,null,null,null,null,null,null,null,null,null,null,null,1.78,0,0]
[null,1.7810000000000001,0,0,1245.41605859786,1902.295090760038,null,null,null,null,null,null,null,null,null,null,null,1.7810000000000001,0,0]
[null,1.782,0,0,1245.8903251092643,1902.7345359796536,null,null,null,null,null,null,null,null,null,null,null,1.782,0,0]
[null,1.7830000000000001,0,0,1246.364396807008,1903.173593194053,null,null,null,null,null,null,null,null,null,null,null,1.7830000000000001,0,0]
[null,1.784,0,0,1246.8382737711149,1903.6122627458224,null,null,null,null,null,null,null,null,null,null,null,1.784,0,0]
[null,1.7850000000000001,0,0,1247.3119560815753,1904.0505449772459,null,null,null,null,null,null,null,null,null,null,null,1.7850000000000001,0,0]
[null,1.786,0,0,1247.7854438183463,1904.488440230306,null,null,null,null,null,null,null,null,null,null,null,1.786,0,0]
[null,1.7870000000000001,0,0,1248.2587370613528,1904.9259488466821,null,null,null,null,null,null,null,null,null,null,null,1.7870000000000001,0,0]
[null,1.788,0,0,1248.731835890487,1905.3630711677527,null,null,null,null,null,null,null,null,null,null,null,1.788,0,0]
[null,1.7890000000000001,0,0,1249.2047403856075,1905.7998075345943,null,null,null,null,null,null,null,null,null,null,null,1.7890000000000001,0,0]
[null,1.79,0,0,1249.677450626541,1906.236158287983,null,null,null,null,null,null,null,null,null,null,null,1.79,0,0]
[null,1.7910000000000001,0,0,1250.1499666930806,1906.6721237683935,null,null,null,null,null,null,null,null,null,null,null,1.7910000000000001,0,0]
[null,1.792,0,0,1250.6222886649869,1907.1077043159999,null,null,null,null,null,null,null,null,null,null,null,1.792,0,0]
[null,1.7929999999999999,0,0,1251.0944166219883,1907.5429002706762,null,null,null,null,null,null,null,null,null,null,null,{"$f":"B1802","v":1.7929999999999999},{"$f":"C1802","v":0},{"$f":"D1802","v":0}]
[null,1.794,0,0,1251.5663506437797,1907.9777119719963,null,null,null,null,null,null,null,null,null,null,null,1.794,0,0]
[null,1.7949999999999999,0,0,1252.0380908100235,1908.4121397592335,null,null,null,null,null,null,null,null,null,null,null,1.7949999999999999,0,0]
[null,1.796,0,0,1252.5096372003497,1908.8461839713627,null,null,null,null,null,null,null,null,null,null,null,1.796,0,0]
[null,1.7969999999999999,0,0,1252.9809898943547,1909.2798449470588,null,null,null,null,null,null,null,null,null,null,null,1.7969999999999999,0,0]
[null,1.798,0,0,1253.4521489716037,1909.7131230246982,null,null,null,null,null,null,null,null,null,null,null,1.798,0,0]
[null,1.7989999999999999,0,0,1253.9231145116278,1910.146018542358,null,null,null,null,null,null,null,null,null,null,null,1.7989999999999999,0,0]
[null,1.8,0,0,1254.3938865939258,1910.5785318378164,null,null,null,null,null,null,null,null,null,null,null,1.8,0,0]
[null,1.8009999999999999,0,0,1254.864465297964,1911.0106632485545,null,null,null,null,null,null,null,null,null,null,null,1.8009999999999999,0,0]
[null,1.802,0,0,1255.3348507031767,1911.4424131117551,null,null,null,null,null,null,null,null,null,null,null,1.802,0,0]
[null,1.8029999999999999,0,0,1255.805042888964,1911.8737817643025,null,null,null,null,null,null,null,null,null,null,null,1.8029999999999999,0,0]
[null,1.804,0,0,1256.2750419346953,1912.304769542784,null,null,null,null,null,null,null,null,null,null,null,1.804,0,0]
[null,1.8049999999999999,0,0,1256.7448479197058,1912.7353767834904,null,null,null,null,null,null,null,null,null,null,null,1.8049999999999999,0,0]
[null,1.806,0,0,1257.2144609232989,1913.1656038224148,null,null,null,null,null,null,null,null,null,null,null,1.806,0,0]
[null,1.8069999999999999,0,0,1257.6838810247452,1913.5954509952535,null,null,null,null,null,null,null,null,null,null,null,1.8069999999999999,0,0]
[null,1.8080000000000001,0,0,1258.1531083032828,1914.0249186374069,null,null,null,null,null,null,null,null,null,null,null,1.8080000000000001,0,0]
[null,1.8089999999999999,0,0,1258.6221428381173,1914.4540070839794,null,null,null,null,null,null,null,null,null,null,null,1.8089999999999999,0,0]
[null,1.81,0,0,1259.0909847084217,1914.8827166697786,null,null,null,null,null,null,null,null,null,null,null,1.81,0,0]
[null,1.8109999999999999,0,0,1259.5596339933365,1915.3110477293176,null,null,null,null,null,null,null,null,null,null,null,1.8109999999999999,0,0]
[null,1.8120000000000001,0,0,1260.0280907719693,1915.7390005968134,null,null,null,null,null,null,null,null,null,null,null,1.8120000000000001,0,0]
[null,1.8129999999999999,0,0,1260.4963551233964,1916.1665756061882,null,null,null,null,null,null,null,null,null,null,null,1.8129999999999999,0,0]
[null,1.8140000000000001,0,0,1260.96442712666,1916.5937730910691,null,null,null,null,null,null,null,null,null,null,null,1.8140000000000001,0,0]
[null,1.8149999999999999,0,0,1261.432306860771,1917.020593384789,null,null,null,null,null,null,null,null,null,null,null,1.8149999999999999,0,0]
[null,1.8160000000000001,0,0,1261.8999944047077,1917.4470368203863,null,null,null,null,null,null,null,null,null,null,null,1.8160000000000001,0,0]
[null,1.8169999999999999,0,0,1262.3674898374152,1917.8731037306054,null,null,null,null,null,null,null,null,null,null,null,1.8169999999999999,0,0]
[null,1.8180000000000001,0,0,1262.8347932378069,1918.2987944478969,null,null,null,null,null,null,null,null,null,null,null,1.8180000000000001,0,0]
[null,1.819,0,0,1263.3019046847639,1918.7241093044177,null,null,null,null,null,null,null,null,null,null,null,1.819,0,0]
[null,1.82,0,0,1263.7688242571342,1919.1490486320315,null,null,null,null,null,null,null,null,null,null,null,1.82,0,0]
[null,1.821,0,0,1264.2355520337337,1919.573612762309,null,null,null,null,null,null,null,null,null,null,null,1.821,0,0]
[null,1.8220000000000001,0,0,1264.7020880933469,1919.9978020265282,null,null,null,null,null,null,null,null,null,null,null,1.8220000000000001,0,0]
[null,1.823,0,0,1265.1684325147241,1920.4216167556751,null,null,null,null,null,null,null,null,null,null,null,1.823,0,0]
[null,1.8240000000000001,0,0,1265.6345853765845,1920.8450572804422,null,null,null,null,null,null,null,null,null,null,null,1.8240000000000001,0,0]
[null,1.825,0,0,1266.1005467576147,1921.268123931231,null,null,null,null,null,null,null,null,null,null,null,1.825,0,0]
[null,1.8260000000000001,0,0,1266.5663167364694,1921.6908170381514,null,null,null,null,null,null,null,null,null,null,null,1.8260000000000001,0,0]
[null,1.827,0,0,1267.0318953917699,1922.113136931021,null,null,null,null,null,null,null,null,null,null,null,1.827,0,0]
[null,1.8280000000000001,0,0,1267.4972828021062,1922.5350839393666,null,null,null,null,null,null,null,null,null,null,null,1.8280000000000001,0,0]
[null,1.829,0,0,1267.9624790460355,1922.9566583924245,null,null,null,null,null,null,null,null,null,null,null,1.829,0,0]
[null,1.83,0,0,1268.427484202083,1923.3778606191399,null,null,null,null,null,null,null,null,null,null,null,1.83,0,0]
[null,1.831,0,0,1268.8922983487416,1923.7986909481669,null,null,null,null,null,null,null,null,null,null,null,1.831,0,0]
[null,1.8320000000000001,0,0,1269.3569215644718,1924.2191497078711,null,null,null,null,null,null,null,null,null,null,null,1.8320000000000001,0,0]
[null,1.833,0,0,1269.8213539277019,1924.639237226326,null,null,null,null,null,null,null,null,null,null,null,1.833,0,0]
[null,1.8340000000000001,0,0,1270.2855955168286,1925.0589538313177,null,null,null,null,null,null,null,null,null,null,null,1.8340000000000001,0,0]
[null,1.835,0,0,1270.7496464102151,1925.4782998503408,null,null,null,null,null,null,null,null,null,null,null,1.835,0,0]
[null,1.8360000000000001,0,0,1271.2135066861933,1925.8972756106025,null,null,null,null,null,null,null,null,null,null,null,1.8360000000000001,0,0]
[null,1.837,0,0,1271.6771764230634,1926.3158814390197,null,null,null,null,null,null,null,null,null,null,null,1.837,0,0]
[null,1.8380000000000001,0,0,1272.1406556990923,1926.7341176622215,null,null,null,null,null,null,null,null,null,null,null,1.8380000000000001,0,0]
[null,1.839,0,0,1272.6039445925155,1927.1519846065485,null,null,null,null,null,null,null,null,null,null,null,1.839,0,0]
[null,1.84,0,0,1273.0670431815361,1927.5694825980527,null,null,null,null,null,null,null,null,null,null,null,1.84,0,0]
[null,1.841,0,0,1273.5299515443251,1927.9866119624987,null,null,null,null,null,null,null,null,null,null,null,1.841,0,0]
[null,1.8420000000000001,0,0,1273.9926697590213,1928.4033730253632,null,null,null,null,null,null,null,null,null,null,null,1.8420000000000001,0,0]
[null,1.843,0,0,1274.4551979037317,1928.8197661118356,null,null,null,null,null,null,null,null,null,null,null,1.843,0,0]
[null,1.8440000000000001,0,0,1274.9175360565312,1929.2357915468185,null,null,null,null,null,null,null,null,null,null,null,1.8440000000000001,0,0]
[null,1.845,0,0,1275.3796842954619,1929.6514496549269,null,null,null,null,null,null,null,null,null,null,null,1.845,0,0]
[null,1.8460000000000001,0,0,1275.8416426985345,1930.0667407604899,null,null,null,null,null,null,null,null,null,null,null,1.8460000000000001,0,0]
[null,1.847,0,0,1276.3034113437282,1930.4816651875499,null,null,null,null,null,null,null,null,null,null,null,1.847,0,0]
[null,1.8480000000000001,0,0,1276.7649903089887,1930.8962232598628,null,null,null,null,null,null,null,null,null,null,null,1.8480000000000001,0,0]
[null,1.849,0,0,1277.2263796722309,1931.3104153008996,null,null,null,null,null,null,null,null,null,null,null,1.849,0,0]
[null,1.85,0,0,1277.6875795113374,1931.7242416338452,null,null,null,null,null,null,null,null,null,null,null,1.85,0,0]
[null,1.851,0,0,1278.1485899041588,1932.1377025815987,null,null,null,null,null,null,null,null,null,null,null,1.851,0,0]
[null,1.8520000000000001,0,0,1278.6094109285134,1932.5507984667747,null,null,null,null,null,null,null,null,null,null,null,1.8520000000000001,0,0]
[null,1.853,0,0,1279.0700426621879,1932.9635296117031,null,null,null,null,null,null,null,null,null,null,null,1.853,0,0]
[null,1.8540000000000001,0,0,1279.5304851829362,1933.3758963384284,null,null,null,null,null,null,null,null,null,null,null,1.8540000000000001,0,0]
[null,1.855,0,0,1279.9907385684821,1933.7878989687115,null,null,null,null,null,null,null,null,null,null,null,1.855,0,0]
[null,1.8560000000000001,0,0,1280.4508028965158,1934.1995378240283,null,null,null,null,null,null,null,null,null,null,null,1.8560000000000001,0,0]
[null,1.857,0,0,1280.9106782446963,1934.6108132255722,null,null,null,null,null,null,null,null,null,null,null,{"$f":"B1866","v":1.857},{"$f":"C1866","v":0},{"$f":"D1866","v":0}]
[null,1.8580000000000001,0,0,1281.3703646906504,1935.021725494252,null,null,null,null,null,null,null,null,null,null,null,1.8580000000000001,0,0]
[null,1.859,0,0,1281.8298623119733,1935.4322749506932,null,null,null,null,null,null,null,null,null,null,null,1.859,0,0]
[null,1.86,0,0,1282.289171186228,1935.842461915239,null,null,null,null,null,null,null,null,null,null,null,1.86,0,0]
[null,1.861,0,0,1282.7482913909457,1936.2522867079492,null,null,null,null,null,null,null,null,null,null,null,1.861,0,0]
[null,1.8620000000000001,0,0,1283.207223003626,1936.6617496486006,null,null,null,null,null,null,null,null,null,null,null,1.8620000000000001,0,0]
[null,1.863,0,0,1283.665966101737,1937.0708510566881,null,null,null,null,null,null,null,null,null,null,null,1.863,0,0]
[null,1.8640000000000001,0,0,1284.1245207627135,1937.4795912514246,null,null,null,null,null,null,null,null,null,null,null,1.8640000000000001,0,0]
[null,1.865,0,0,1284.5828870639605,1937.8879705517406,null,null,null,null,null,null,null,null,null,null,null,1.865,0,0]
[null,1.8660000000000001,0,0,1285.0410650828499,1938.2959892762856,null,null,null,null,null,null,null,null,null,null,null,1.8660000000000001,0,0]
[null,1.867,0,0,1285.4990548967216,1938.7036477434278,null,null,null,null,null,null,null,null,null,null,null,1.867,0,0]
[null,1.8680000000000001,0,0,1285.9568565828852,1939.1109462712541,null,null,null,null,null,null,null,null,null,null,null,1.8680000000000001,0,0]
[null,1.869,0,0,1286.4144702186168,1939.5178851775702,null,null,null,null,null,null,null,null,null,null,null,1.869,0,0]
[null,1.87,0,0,1286.8718958811617,1939.9244647799019,null,null,null,null,null,null,null,null,null,null,null,1.87,0,0]
[null,1.871,0,0,1287.3291336477337,1940.3306853954941,null,null,null,null,null,null,null,null,null,null,null,1.871,0,0]
[null,1.8720000000000001,0,0,1287.7861835955143,1940.7365473413113,null,null,null,null,null,null,null,null,null,null,null,1.8720000000000001,0,0]
[null,1.873,0,0,1288.2430458016536,1941.1420509340389,null,null,null,null,null,null,null,null,null,null,null,1.873,0,0]
[null,1.8740000000000001,0,0,1288.6997203432695,1941.5471964900828,null,null,null,null,null,null,null,null,null,null,null,1.8740000000000001,0,0]
[null,1.875,0,0,1289.1562072974491,1941.9519843255689,null,null,null,null,null,null,null,null,null,null,null,1.875,0,0]
[null,1.8760000000000001,0,0,1289.6125067412474,1942.3564147563434,null,null,null,null,null,null,null,null,null,null,null,1.8760000000000001,0,0]
[null,1.877,0,0,1290.0686187516876,1942.7604880979754,null,null,null,null,null,null,null,null,null,null,null,1.877,0,0]
[null,1.8780000000000001,0,0,1290.5245434057613,1943.1642046657539,null,null,null,null,null,null,null,null,null,null,null,1.8780000000000001,0,0]
[null,1.879,0,0,1290.9802807804288,1943.5675647746896,null,null,null,null,null,null,null,null,null,null,null,1.879,0,0]
[null,1.8800000000000001,0,0,1291.4358309526181,1943.9705687395165,null,null,null,null,null,null,null,null,null,null,null,1.8800000000000001,0,0]
[null,1.881,0,0,1291.8911939992263,1944.3732168746885,null,null,null,null,null,null,null,null,null,null,null,1.881,0,0]
[null,1.8820000000000001,0,0,1292.3463699971189,1944.7755094943839,null,null,null,null,null,null,null,null,null,null,null,1.8820000000000001,0,0]
[null,1.883,0,0,1292.8013590231294,1945.1774469125023,null,null,null,null,null,null,null,null,null,null,null,1.883,0,0]
[null,1.8840000000000001,0,0,1293.2561611540596,1945.5790294426665,null,null,null,null,null,null,null,null,null,null,null,1.8840000000000001,0,0]
[null,1.885,0,0,1293.7107764666807,1945.9802573982226,null,null,null,null,null,null,null,null,null,null,null,1.885,0,0]
[null,1.8860000000000001,0,0,1294.1652050377315,1946.3811310922401,null,null,null,null,null,null,null,null,null,null,null,1.8860000000000001,0,0]
[null,1.887,0,0,1294.6194469439192,1946.7816508375113,null,null,null,null,null,null,null,null,null,null,null,1.887,0,0]
[null,1.8880000000000001,0,0,1295.0735022619203,1947.181816946553,null,null,null,null,null,null,null,null,null,null,null,1.8880000000000001,0,0]
[null,1.889,0,0,1295.5273710683787,1947.5816297316062,null,null,null,null,null,null,null,null,null,null,null,1.889,0,0]
[null,1.8900000000000001,0,0,1295.9810534399082,1947.981089504636,null,null,null,null,null,null,null,null,null,null,null,1.8900000000000001,0,0]
[null,1.891,0,0,1296.4345494530896,1948.3801965773321,null,null,null,null,null,null,null,null,null,null,null,1.891,0,0]
[null,1.8920000000000001,0,0,1296.8878591844737,1948.7789512611084,null,null,null,null,null,null,null,null,null,null,null,1.8920000000000001,0,0]
[null,1.893,0,0,1297.3409827105788,1949.1773538671043,null,null,null,null,null,null,null,null,null,null,null,1.893,0,0]
[null,1.8940000000000001,0,0,1297.7939201078923,1949.5754047061851,null,null,null,null,null,null,null,null,null,null,null,1.8940000000000001,0,0]
[null,1.895,0,0,1298.2466714528694,1949.973104088941,null,null,null,null,null,null,null,null,null,null,null,1.895,0,0]
[null,1.8960000000000001,0,0,1298.6992368219355,1950.3704523256877,null,null,null,null,null,null,null,null,null,null,null,1.8960000000000001,0,0]
[null,1.897,0,0,1299.1516162914829,1950.767449726467,null,null,null,null,null,null,null,null,null,null,null,1.897,0,0]
[null,1.8980000000000001,0,0,1299.6038099378734,1951.164096601048,null,null,null,null,null,null,null,null,null,null,null,1.8980000000000001,0,0]
[null,1.899,0,0,1300.0558178374374,1951.5603932589245,null,null,null,null,null,null,null,null,null,null,null,1.899,0,0]
[null,1.9000000000000001,0,0,1300.5076400664736,1951.9563400093186,null,null,null,null,null,null,null,null,null,null,null,1.9000000000000001,0,0]
[null,1.901,0,0,1300.9592767012498,1952.3519371611785,null,null,null,null,null,null,null,null,null,null,null,1.901,0,0]
[null,1.9020000000000001,0,0,1301.410727818002,1952.7471850231802,null,null,null,null,null,null,null,null,null,null,null,1.9020000000000001,0,0]
[null,1.903,0,0,1301.8619934929352,1953.1420839037266,null,null,null,null,null,null,null,null,null,null,null,1.903,0,0]
[null,1.9040000000000001,0,0,1302.3130738022232,1953.5366341109484,null,null,null,null,null,null,null,null,null,null,null,1.9040000000000001,0,0]
[null,1.905,0,0,1302.7639688220083,1953.9308359527047,null,null,null,null,null,null,null,null,null,null,null,1.905,0,0]
[null,1.9060000000000001,0,0,1303.2146786284013,1954.3246897365821,null,null,null,null,null,null,null,null,null,null,null,1.9060000000000001,0,0]
[null,1.907,0,0,1303.6652032974821,1954.7181957698965,null,null,null,null,null,null,null,null,null,null,null,1.907,0,0]
[null,1.9080000000000001,0,0,1304.1155429052997,1955.1113543596914,null,null,null,null,null,null,null,null,null,null,null,1.9080000000000001,0,0]
[null,1.909,0,0,1304.565697527871,1955.5041658127402,null,null,null,null,null,null,null,null,null,null,null,1.909,0,0]
[null,1.9100000000000001,0,0,1305.0156672411817,1955.8966304355447,null,null,null,null,null,null,null,null,null,null,null,1.9100000000000001,0,0]
[null,1.911,0,0,1305.4654521211871,1956.2887485343363,null,null,null,null,null,null,null,null,null,null,null,1.911,0,0]
[null,1.9120000000000001,0,0,1305.9150522438115,1956.680520415076,null,null,null,null,null,null,null,null,null,null,null,1.9120000000000001,0,0]
[null,1.913,0,0,1306.364467684946,1957.071946383455,null,null,null,null,null,null,null,null,null,null,null,1.913,0,0]
[null,1.9140000000000001,0,0,1306.8136985204528,1957.4630267448936,null,null,null,null,null,null,null,null,null,null,null,1.9140000000000001,0,0]
[null,1.915,0,0,1307.2627448261621,1957.8537618045443,null,null,null,null,null,null,null,null,null,null,null,1.915,0,0]
[null,1.9160000000000001,0,0,1307.7116066778724,1958.2441518672879,null,null,null,null,null,null,null,null,null,null,null,1.9160000000000001,0,0]
[null,1.917,0,0,1308.160284151352,1958.6341972377379,null,null,null,null,null,null,null,null,null,null,null,1.917,0,0]
[null,1.9180000000000001,0,0,1308.6087773223373,1959.0238982202379,null,null,null,null,null,null,null,null,null,null,null,1.9180000000000001,0,0]
[null,1.919,0,0,1309.0570862665343,1959.4132551188625,null,null,null,null,null,null,null,null,null,null,null,1.919,0,0]
[null,1.92,0,0,1309.5052110596171,1959.8022682374185,null,null,null,null,null,null,null,null,null,null,null,1.92,0,0]
[null,1.921,0,0,1309.9531517772296,1960.1909378794444,null,null,null,null,null,null,null,null,null,null,null,{"$f":"B1930","v":1.921},{"$f":"C1930","v":0},{"$f":"D1930","v":0}]
[null,1.9219999999999999,0,0,1310.4009084949837,1960.57926434821,null,null,null,null,null,null,null,null,null,null,null,1.9219999999999999,0,0]
[null,1.923,0,0,1310.8484812884612,1960.9672479467185,null,null,null,null,null,null,null,null,null,null,null,1.923,0,0]
[null,1.9239999999999999,0,0,1311.2958702332119,1961.3548889777046,null,null,null,null,null,null,null,null,null,null,null,1.9239999999999999,0,0]
[null,1.925,0,0,1311.7430754047552,1961.7421877436359,null,null,null,null,null,null,null,null,null,null,null,1.925,0,0]
[null,1.9259999999999999,0,0,1312.1900968785797,1962.129144546713,null,null,null,null,null,null,null,null,null,null,null,1.9259999999999999,0,0]
[null,1.927,0,0,1312.6369347301422,1962.51575968887,null,null,null,null,null,null,null,null,null,null,null,1.927,0,0]
[null,1.9279999999999999,0,0,1313.0835890348685,1962.9020334717738,null,null,null,null,null,null,null,null,null,null,null,1.9279999999999999,0,0]
[null,1.929,0,0,1313.5300598681547,1963.2879661968257,null,null,null,null,null,null,null,null,null,null,null,1.929,0,0]
[null,1.93,0,0,1313.9763473053647,1963.6735581651601,null,null,null,null,null,null,null,null,null,null,null,1.93,0,0]
[null,1.931,0,0,1314.4224514218317,1964.0588096776457,null,null,null,null,null,null,null,null,null,null,null,1.931,0,0]
[null,1.9319999999999999,0,0,1314.8683722928581,1964.4437210348863,null,null,null,null,null,null,null,null,null,null,null,1.9319999999999999,0,0]
[null,1.9330000000000001,0,0,1315.3141099937152,1964.8282925372191,null,null,null,null,null,null,null,null,null,null,null,1.9330000000000001,0,0]
[null,1.9339999999999999,0,0,1315.7596645996437,1965.2125244847168,null,null,null,null,null,null,null,null,null,null,null,1.9339999999999999,0,0]
[null,1.9350000000000001,0,0,1316.205036185853,1965.5964171771875,null,null,null,null,null,null,null,null,null,null,null,1.9350000000000001,0,0]
[null,1.9359999999999999,0,0,1316.6502248275222,1965.9799709141737,null,null,null,null,null,null,null,null,null,null,null,1.9359999999999999,0,0]
[null,1.9370000000000001,0,0,1317.0952305997985,1966.3631859949542,null,null,null,null,null,null,null,null,null,null,null,1.9370000000000001,0,0]
[null,1.9379999999999999,0,0,1317.5400535777997,1966.746062718543,null,null,null,null,null,null,null,null,null,null,null,1.9379999999999999,0,0]
[null,1.9390000000000001,0,0,1317.9846938366111,1967.1286013836907,null,null,null,null,null,null,null,null,null,null,null,1.9390000000000001,0,0]
[null,1.94,0,0,1318.4291514512884,1967.5108022888833,null,null,null,null,null,null,null,null,null,null,null,1.94,0,0]
[null,1.9410000000000001,0,0,1318.8734264968557,1967.8926657323439,null,null,null,null,null,null,null,null,null,null,null,1.9410000000000001,0,0]
[null,1.9419999999999999,0,0,1319.3175190483068,1968.2741920120318,null,null,null,null,null,null,null,null,null,null,null,1.9419999999999999,0,0]
[null,1.9430000000000001,0,0,1319.7614291806046,1968.655381425644,null,null,null,null,null,null,null,null,null,null,null,1.9430000000000001,0,0]
[null,1.944,0,0,1320.205156968681,1969.0362342706137,null,null,null,null,null,null,null,null,null,null,null,1.944,0,0]
[null,1.9450000000000001,0,0,1320.6487024874375,1969.4167508441126,null,null,null,null,null,null,null,null,null,null,null,1.9450000000000001,0,0]
[null,1.946,0,0,1321.0920658117439,1969.7969314430484,null,null,null,null,null,null,null,null,null,null,null,1.946,0,0]
[null,1.9470000000000001,0,0,1321.5352470164405,1970.176776364068,null,null,null,null,null,null,null,null,null,null,null,1.9470000000000001,0,0]
[null,1.948,0,0,1321.9782461763359,1970.5562859035563,null,null,null,null,null,null,null,null,null,null,null,1.948,0,0]
[null,1.9490000000000001,0,0,1322.421063366209,1970.9354603576357,null,null,null,null,null,null,null,null,null,null,null,1.9490000000000001,0,0]
[null,1.95,0,0,1322.8636986608064,1971.3143000221678,null,null,null,null,null,null,null,null,null,null,null,1.95,0,0]
[null,1.9510000000000001,0,0,1323.3061521348457,1971.6928051927528,null,null,null,null,null,null,null,null,null,null,null,1.9510000000000001,0,0]
[null,1.952,0,0,1323.7484238630125,1972.0709761647302,null,null,null,null,null,null,null,null,null,null,null,1.952,0,0]
[null,1.9530000000000001,0,0,1324.1905139199625,1972.448813233178,null,null,null,null,null,null,null,null,null,null,null,1.9530000000000001,0,0]
[null,1.954,0,0,1324.6324223803203,1972.8263166929141,null,null,null,null,null,null,null,null,null,null,null,1.954,0,0]
[null,1.9550000000000001,0,0,1325.0741493186799,1973.2034868384962,null,null,null,null,null,null,null,null,null,null,null,1.9550000000000001,0,0]
[null,1.956,0,0,1325.5156948096055,1973.5803239642216,null,null,null,null,null,null,null,null,null,null,null,1.956,0,0]
[null,1.9570000000000001,0,0,1325.9570589276293,1973.9568283641286,null,null,null,null,null,null,null,null,null,null,null,1.9570000000000001,0,0]
[null,1.958,0,0,1326.3982417472539,1974.3330003319943,null,null,null,null,null,null,null,null,null,null,null,1.958,0,0]
[null,1.9590000000000001,0,0,1326.8392433429506,1974.7088401613382,null,null,null,null,null,null,null,null,null,null,null,1.9590000000000001,0,0]
[null,1.96,0,0,1327.2800637891605,1975.0843481454194,null,null,null,null,null,null,null,null,null,null,null,1.96,0,0]
[null,1.9610000000000001,0,0,1327.7207031602943,1975.4595245772384,null,null,null,null,null,null,null,null,null,null,null,1.9610000000000001,0,0]
[null,1.962,0,0,1328.1611615307318,1975.834369749537,null,null,null,null,null,null,null,null,null,null,null,1.962,0,0]
[null,1.9630000000000001,0,0,1328.6014389748223,1976.2088839547989,null,null,null,null,null,null,null,null,null,null,null,1.9630000000000001,0,0]
[null,1.964,0,0,1329.0415355668847,1976.5830674852489,null,null,null,null,null,null,null,null,null,null,null,1.964,0,0]
[null,1.9650000000000001,0,0,1329.4814513812075,1976.956920632854,null,null,null,null,null,null,null,null,null,null,null,1.9650000000000001,0,0]
[null,1.966,0,0,1329.921186492048,1977.3304436893238,null,null,null,null,null,null,null,null,null,null,null,1.966,0,0]
[null,1.9670000000000001,0,0,1330.3607409736337,1977.7036369461102,null,null,null,null,null,null,null,null,null,null,null,1.9670000000000001,0,0]
[null,1.968,0,0,1330.8001149001609,1978.0765006944075,null,null,null,null,null,null,null,null,null,null,null,1.968,0,0]
[null,1.9690000000000001,0,0,1331.2393083457969,1978.449035225153,null,null,null,null,null,null,null,null,null,null,null,1.9690000000000001,0,0]
[null,1.97,0,0,1331.6783213846768,1978.8212408290269,null,null,null,null,null,null,null,null,null,null,null,1.97,0,0]
[null,1.9710000000000001,0,0,1332.1171540909065,1979.1931177964534,null,null,null,null,null,null,null,null,null,null,null,1.9710000000000001,0,0]
[null,1.972,0,0,1332.5558065385601,1979.5646664175995,null,null,null,null,null,null,null,null,null,null,null,1.972,0,0]
[null,1.9730000000000001,0,0,1332.9942788016829,1979.9358869823764,null,null,null,null,null,null,null,null,null,null,null,1.9730000000000001,0,0]
[null,1.974,0,0,1333.4325709542886,1980.3067797804395,null,null,null,null,null,null,null,null,null,null,null,1.974,0,0]
[null,1.9750000000000001,0,0,1333.8706830703611,1980.6773451011882,null,null,null,null,null,null,null,null,null,null,null,1.9750000000000001,0,0]
[null,1.976,0,0,1334.3086152238536,1981.0475832337659,null,null,null,null,null,null,null,null,null,null,null,1.976,0,0]
[null,1.9770000000000001,0,0,1334.7463674886892,1981.4174944670622,null,null,null,null,null,null,null,null,null,null,null,1.9770000000000001,0,0]
[null,1.978,0,0,1335.1839399387604,1981.7870790897098,null,null,null,null,null,null,null,null,null,null,null,1.978,0,0]
[null,1.9790000000000001,0,0,1335.621332647929,1982.1563373900874,null,null,null,null,null,null,null,null,null,null,null,1.9790000000000001,0,0]
[null,1.98,0,0,1336.0585456900274,1982.5252696563193,null,null,null,null,null,null,null,null,null,null,null,1.98,0,0]
[null,1.9810000000000001,0,0,1336.495579138857,1982.8938761762752,null,null,null,null,null,null,null,null,null,null,null,1.9810000000000001,0,0]
[null,1.982,0,0,1336.9324330681886,1983.2621572375706,null,null,null,null,null,null,null,null,null,null,null,1.982,0,0]
[null,1.9830000000000001,0,0,1337.3691075517638,1983.6301131275668,null,null,null,null,null,null,null,null,null,null,null,1.9830000000000001,0,0]
[null,1.984,0,0,1337.8056026632928,1983.9977441333722,null,null,null,null,null,null,null,null,null,null,null,1.984,0,0]
[null,1.9850000000000001,0,0,1338.241918476456,1984.3650505418407,null,null,null,null,null,null,null,null,null,null,null,{"$f":"B1994","v":1.9850000000000001},{"$f":"C1994","v":0},{"$f":"D1994","v":0}]
[null,1.986,0,0,1338.6780550649037,1984.7320326395732,null,null,null,null,null,null,null,null,null,null,null,1.986,0,0]
[null,1.9870000000000001,0,0,1339.1140125022555,1985.0986907129179,null,null,null,null,null,null,null,null,null,null,null,1.9870000000000001,0,0]
[null,1.988,0,0,1339.549790862101,1985.4650250479699,null,null,null,null,null,null,null,null,null,null,null,1.988,0,0]
[null,1.9890000000000001,0,0,1339.9853902179998,1985.8310359305719,null,null,null,null,null,null,null,null,null,null,null,1.9890000000000001,0,0]
[null,1.99,0,0,1340.4208106434808,1986.1967236463138,null,null,null,null,null,null,null,null,null,null,null,1.99,0,0]
[null,1.9910000000000001,0,0,1340.8560522120431,1986.5620884805339,null,null,null,null,null,null,null,null,null,null,null,1.9910000000000001,0,0]
[null,2.0169999999999999,0,0,1352.1097942831425,1995.9491715659708,null,null,null,null,null,null,null,null,null,null,null,2.0169999999999999,0,0]
[null,2.0289999999999999,0,0,1357.263421962055,2000.2094907649021,null,null,null,null,null,null,null,null,null,null,null,2.0289999999999999,0,0]
[null,2.06,0,0,1370.4599509289383,2011.0085555520322,null,null,null,null,null,null,null,null,null,null,null,2.06,0,0]
[null,2.0779999999999998,0,0,1378.0456746245879,2017.1446086260621,null,null,null,null,null,null,null,null,null,null,null,2.0779999999999998,0,0]
[null,2.1160000000000001,0,0,1393.8769339345979,2029.7824954701034,null,null,null,null,null,null,null,null,null,null,null,2.1160000000000001,0,0]
[null,2.1390000000000002,0,0,1403.3396271329307,2037.2281891558523,null,null,null,null,null,null,null,null,null,null,null,2.1390000000000002,0,0]
[null,2.1859999999999999,0,0,1422.4005895797482,2051.9809047526314,null,null,null,null,null,null,null,null,null,null,null,2.1859999999999999,0,0]
[null,2.2170000000000001,0,0,1434.7727641148488,2061.3815300049046,null,null,null,null,null,null,null,null,null,null,null,2.2170000000000001,0,0]
[null,2.2429999999999999,0,0,1445.0286111839305,2069.0698421396701,null,null,null,null,null,null,null,null,null,null,null,2.2429999999999999,0,0]
[null,2.2650000000000001,0,0,1453.6214751595212,2075.4388324133988,null,null,null,null,null,null,null,null,null,null,null,2.2650000000000001,0,0]
[null,2.2960000000000003,0,0,1465.5985285014081,2084.2058166093475,null,null,null,null,null,null,null,null,null,null,null,2.2960000000000003,0,0]
[null,2.3140000000000001,0,0,1472.4832644473247,2089.1872368884096,null,null,null,null,null,null,null,null,null,null,null,2.3140000000000001,0,0]
[null,2.3380000000000001,0,0,1481.5840680465906,2095.7071125946377,null,null,null,null,null,null,null,null,null,null,null,2.3380000000000001,0,0]
[null,2.375,0,0,1495.4398327373542,2105.4916518144632,null,null,null,null,null,null,null,null,null,null,null,2.375,0,0]
[null,2.4220000000000002,0,0,1512.739394201295,2117.4683208162469,null,null,null,null,null,null,null,null,null,null,null,2.4220000000000002,0,0]
[null,2.4239999999999999,0,0,1513.4681615986051,2117.9670194692872,null,null,null,null,null,null,null,null,null,null,null,2.4239999999999999,0,0]
[null,2.4649999999999999,0,0,1528.2766814220684,2127.9985629185712,null,null,null,null,null,null,null,null,null,null,null,2.4649999999999999,0,0]
[null,2.5009999999999999,0,0,1541.0751946915773,2136.5121255461481,null,null,null,null,null,null,null,null,null,null,null,2.5009999999999999,0,0]
[null,2.532,0,0,1551.9454627078394,2143.6294096264883,null,null,null,null,null,null,null,null,null,null,null,2.532,0,0]
[null,2.5500000000000003,0,0,1558.1939883524208,2147.6734665629697,null,null,null,null,null,null,null,null,null,null,null,2.5500000000000003,0,0]
[null,2.5880000000000001,0,0,1571.2345410740199,2156.0026536377086,null,null,null,null,null,null,null,null,null,null,null,2.5880000000000001,0,0]
[null,2.5979999999999999,0,0,1574.632561239004,2158.1484722124337,null,null,null,null,null,null,null,null,null,null,null,2.5979999999999999,0,0]
[null,2.629,0,0,1585.0781383323401,2164.6813194339475,null,null,null,null,null,null,null,null,null,null,null,2.629,0,0]
[null,2.66,0,0,1595.3915196596595,2171.0377026355318,null,null,null,null,null,null,null,null,null,null,null,2.66,0,0]
[null,2.6870000000000003,0,0,1604.2677371783782,2176.4338486020106,null,null,null,null,null,null,null,null,null,null,null,2.6870000000000003,0,0]
[null,2.7370000000000001,0,0,1620.4474194947943,2186.093140776969,null,null,null,null,null,null,null,null,null,null,null,2.7370000000000001,0,0]
[null,2.7389999999999999,0,0,1621.0877189755195,2186.4707092778849,null,null,null,null,null,null,null,null,null,null,null,2.7389999999999999,0,0]
[null,2.786,0,0,1635.9842856918935,2195.1542309944011,null,null,null,null,null,null,null,null,null,null,null,2.786,0,0]
[null,2.81,0,0,1643.4808156154518,2199.4512519387563,null,null,null,null,null,null,null,null,null,null,null,2.81,0,0]
[null,2.8340000000000001,0,0,1650.9037895115066,2203.6581348778891,null,null,null,null,null,null,null,null,null,null,null,2.8340000000000001,0,0]
[null,2.8650000000000002,0,0,1660.3841031869897,2208.9616837938861,null,null,null,null,null,null,null,null,null,null,null,2.8650000000000002,0,0]
[null,2.8959999999999999,0,0,1669.7444371507511,2214.1219742607136,null,null,null,null,null,null,null,null,null,null,null,2.8959999999999999,0,0]
[null,2.9370000000000003,0,0,1681.9425371063578,2220.7334120009441,null,null,null,null,null,null,null,null,null,null,null,2.9370000000000003,0,0]
[null,2.944,0,0,1684.0046813514737,2221.8384571180977,null,null,null,null,null,null,null,null,null,null,null,2.944,0,0]
[null,2.9750000000000001,0,0,1693.0660810968263,2226.6509226461985,null,null,null,null,null,null,null,null,null,null,null,2.9750000000000001,0,0]
[null,3.0220000000000002,0,0,1706.5860737116031,2233.7004495408423,null,null,null,null,null,null,null,null,null,null,null,3.0220000000000002,0,0]
[null,3.032,0,0,1709.4291392361506,2235.162959972467,null,null,null,null,null,null,null,null,null,null,null,3.032,0,0]
[null,3.0700000000000003,0,0,1720.1268838390515,2240.6041576322355,null,null,null,null,null,null,null,null,null,null,null,3.0700000000000003,0,0]
[null,3.101,0,0,1728.7311329468268,2244.9097276464454,null,null,null,null,null,null,null,null,null,null,null,3.101,0,0]
[null,3.1320000000000001,0,0,1737.2264895260578,2249.0989964267474,null,null,null,null,null,null,null,null,null,null,null,3.1320000000000001,0,0]
[null,3.1590000000000003,0,0,1744.5380230089306,2252.6554065918372,null,null,null,null,null,null,null,null,null,null,null,3.1590000000000003,0,0]
[null,3.18,0,0,1750.168961435827,2255.363454006409,null,null,null,null,null,null,null,null,null,null,null,3.18,0,0]
[null,3.2269999999999999,0,0,1762.5968710428119,2261.2453383319253,null,null,null,null,null,null,null,null,null,null,null,3.2269999999999999,0,0]
[null,3.2290000000000001,0,0,1763.1204135243461,2261.4902551606392,null,null,null,null,null,null,null,null,null,null,null,3.2290000000000001,0,0]
[null,3.282,0,0,1776.8386888448645,2267.8253682106092,null,null,null,null,null,null,null,null,null,null,null,3.282,0,0]
[null,3.306,0,0,1782.9531539387003,2270.5979769096721,null,null,null,null,null,null,null,null,null,null,null,3.306,0,0]
[null,3.3370000000000002,0,0,1790.7622945687328,2274.0933596130071,null,null,null,null,null,null,null,null,null,null,null,3.3370000000000002,0,0]
[null,3.3679999999999999,0,0,1798.4726052999188,2277.4943257071495,null,null,null,null,null,null,null,null,null,null,null,3.3679999999999999,0,0]
[null,3.3810000000000002,0,0,1801.6768497193732,2278.8930528050682,null,null,null,null,null,null,null,null,null,null,null,3.3810000000000002,0,0]
[null,3.4159999999999999,0,0,1810.2190786966851,2282.579988371433,null,null,null,null,null,null,null,null,null,null,null,3.4159999999999999,0,0]
[null,3.4340000000000002,0,0,1814.564626122462,2284.43220243318,null,null,null,null,null,null,null,null,null,null,null,3.4340000000000002,0,0]
[null,3.4649999999999999,0,0,1821.9737024245089,2287.5538976820681,null,null,null,null,null,null,null,null,null,null,null,3.4649999999999999,0,0]
[null,3.504,0,0,1831.1617577957154,2291.3616999282408,null,null,null,null,null,null,null,null,null,null,null,3.504,0,0]
[null,3.5420000000000003,0,0,1839.973722767324,2294.9478020810884,null,null,null,null,null,null,null,null,null,null,null,3.5420000000000003,0,0]
[null,3.544,0,0,1840.433710385186,2295.1332304541206,null,null,null,null,null,null,null,null,null,null,null,3.544,0,0]
[null,3.5910000000000002,0,0,1851.1353218099268,2299.3978110538719,null,null,null,null,null,null,null,null,null,null,null,3.5910000000000002,0,0]
[null,3.6219999999999999,0,0,1858.0815714929174,2302.1152581444353,null,null,null,null,null,null,null,null,null,null,null,3.6219999999999999,0,0]
[null,3.633,0,0,1860.5251807579139,2303.0617656568788,null,null,null,null,null,null,null,null,null,null,null,3.633,0,0]
[null,3.67,0,0,1868.6640162157378,2306.1788150362377,null,null,null,null,null,null,null,null,null,null,null,3.67,0,0]
[null,3.7010000000000001,0,0,1875.388428544645,2308.7130949439002,null,null,null,null,null,null,null,null,null,null,null,3.7010000000000001,0,0]
[null,3.7320000000000002,0,0,1882.0277389370206,2311.1789193673026,null,null,null,null,null,null,null,null,null,null,null,3.7320000000000002,0,0]
[null,3.7600000000000002,0,0,1887.9522846269701,2313.3488157600536,null,null,null,null,null,null,null,null,null,null,null,3.7600000000000002,0,0]
[null,3.7800000000000002,0,0,1892.1425690153289,2314.8662102310304,null,null,null,null,null,null,null,null,null,null,null,3.7800000000000002,0,0]
[null,3.827,0,0,1901.855257192643,2318.3283165761031,null,null,null,null,null,null,null,null,null,null,null,3.827,0,0]
[null,3.8580000000000001,0,0,1908.1596121626519,2320.5344164714106,null,null,null,null,null,null,null,null,null,null,null,3.8580000000000001,0,0]
[null,3.883,0,0,1913.1856051351183,2322.2700466565238,null,null,null,null,null,null,null,null,null,null,null,3.883,0,0]
[null,3.9060000000000001,0,0,1917.764145691948,2323.8333261225716,null,null,null,null,null,null,null,null,null,null,null,3.9060000000000001,0,0]
[null,3.9370000000000003,0,0,1923.867163035241,2325.8907257526821,null,null,null,null,null,null,null,null,null,null,null,3.9370000000000003,0,0]
[null,3.968,0,0,1929.8929426112459,2327.892551297402,null,null,null,null,null,null,null,null,null,null,null,3.968,0,0]
[null,3.9820000000000002,0,0,1932.5892074435938,2328.7787888826283,null,null,null,null,null,null,null,null,null,null,null,3.9820000000000002,0,0]
[null,4.016,6.8388608257913472E-2,8.8686530170170877E-2,1939.0729092673064,2330.8855412460612,null,null,null,null,null,null,null,null,null,null,null,4.016,6.8388608257913472E-2,8.8686530170170877E-2]
[null,4.0339999999999998,0.30855318032006207,0.39942921659518327,1942.4677193131399,2331.972069911159,null,null,null,null,null,null,null,null,null,null,null,4.0339999999999998,0.30855318032006207,0.39942921659518327]
[null,4.0650000000000004,1.1259819265775353,1.4532361123923108,1948.2493783249888,2333.7855490313391,null,null,null,null,null,null,null,null,null,null,null,4.0650000000000004,1.1259819265775353,1.4532361123923108]
[null,4.1050000000000004,2.9320527617423471,3.7697526320216936,1955.5804902055268,2335.9954638894287,null,null,null,null,null,null,null,null,null,null,null,4.1050000000000004,2.9320527617423471,3.7697526320216936]
[null,4.1420000000000003,5.3515263909763551,6.8564598693459997,1962.2231408205282,2337.8834813400849,null,null,null,null,null,null,null,null,null,null,null,4.1420000000000003,5.3515263909763551,6.8564598693459997]
[null,4.173,7.9288529525983158,10.129193251171818,1967.6794296155581,2339.3317220144895,null,null,null,null,null,null,null,null,null,null,null,4.173,7.9288529525983158,10.129193251171818]
[null,4.1909999999999998,9.6541911288810613,12.312781885405217,1970.7997631682533,2340.1109850965777,null,null,null,null,null,null,null,null,null,null,null,4.1909999999999998,9.6541911288810613,12.312781885405217]
[null,4.2320000000000002,14.20751386843318,18.052006024064823,1977.7699473564512,2341.7011656810541,null,null,null,null,null,null,null,null,null,null,null,4.2320000000000002,14.20751386843318,18.052006024064823]
[null,4.2519999999999998,16.741100853486696,21.232600644872115,1981.0981931277527,2342.3769866491816,null,null,null,null,null,null,null,null,null,null,null,4.2519999999999998,16.741100853486696,21.232600644872115]
[null,4.2700000000000005,19.195377284717011,24.305865598577267,1984.0518871719794,2342.9256288554416,null,null,null,null,null,null,null,null,null,null,null,4.2700000000000005,19.195377284717011,24.305865598577267]
[null,4.3010000000000002,23.806426995865309,30.061122174746192,1989.043388008047,2343.7314810808721,null,null,null,null,null,null,null,null,null,null,null,4.3010000000000002,23.806426995865309,30.061122174746192]
[null,4.327,28.046148898715696,35.333346632921639,1993.1338506786749,2344.2648959534017,null,null,null,null,null,null,null,null,null,null,null,4.327,28.046148898715696,35.333346632921639]
[null,4.3490000000000002,31.897028331988757,40.107271304610038,1996.5245268041585,2344.6098227805396,null,null,null,null,null,null,null,null,null,null,null,4.3490000000000002,31.897028331988757,40.107271304610038]
[null,4.38,37.730033395499873,47.313949697807665,2001.1894207648604,2344.9229783520409,null,null,null,null,null,null,null,null,null,null,null,4.38,37.730033395499873,47.313949697807665]
[null,4.4270000000000005,47.472237807915057,59.291237013337593,2008.0013000301387,2344.9925175065468,null,null,null,null,null,null,null,null,null,null,null,4.4270000000000005,47.472237807915057,59.291237013337593]
[null,4.4539999999999997,53.553277734264611,66.733484411036869,2011.7674963647894,2344.801057962221,null,null,null,null,null,null,null,null,null,null,null,4.4539999999999997,53.553277734264611,66.733484411036869]
[null,4.4880000000000004,61.707942142424088,76.676378859293081,2016.3524073265933,2344.3091910892786,null,null,null,null,null,null,null,null,null,null,null,4.4880000000000004,61.707942142424088,76.676378859293081]
[null,4.5060000000000002,66.247471845732122,82.194130744771101,2018.706901689711,2343.9323355587749,null,null,null,null,null,null,null,null,null,null,null,4.5060000000000002,66.247471845732122,82.194130744771101]
[null,4.5369999999999999,74.422979589830533,92.102278040151006,2022.6409775855147,2343.0890123224226,null,null,null,null,null,null,null,null,null,null,null,4.5369999999999999,74.422979589830533,92.102278040151006]
[null,4.577,85.633292627887442,105.63159878616378,2027.4858840066031,2341.6275995420219,null,null,null,null,null,null,null,null,null,null,null,4.577,85.633292627887442,105.63159878616378]
[null,4.585,87.96391468464364,108.43655847642232,2028.4229661773802,2341.2837088167125,null,null,null,null,null,null,null,null,null,null,null,4.585,87.96391468464364,108.43655847642232]
[null,4.6159999999999997,97.271176441471184,119.61280686538825,2031.9518213658139,2339.7852635319791,null,null,null,null,null,null,null,null,null,null,null,4.6159999999999997,97.271176441471184,119.61280686538825]
[null,4.6630000000000003,112.21026673863585,137.47213540460456,2036.9856115318735,2337.0000554373487,null,null,null,null,null,null,null,null,null,null,null,4.6630000000000003,112.21026673863585,137.47213540460456]
[null,4.6760000000000002,116.5164639186678,142.6029139674875,2038.3092781502962,2336.1182356930913,null,null,null,null,null,null,null,null,null,null,null,4.6760000000000002,116.5164639186678,142.6029139674875]
[null,4.6950000000000003,122.94442850300804,150.24814180294024,2040.189470791127,2334.7411501665088,null,null,null,null,null,null,null,null,null,null,null,4.6950000000000003,122.94442850300804,150.24814180294024]
[null,4.742,139.52298448271478,169.89449376191172,2044.5586096769991,2330.8776915525309,null,null,null,null,null,null,null,null,null,null,null,4.742,139.52298448271478,169.89449376191172]
[null,4.7729999999999997,150.97901660160841,183.41341335234833,2047.2166500564203,2327.9673331977237,null,null,null,null,null,null,null,null,null,null,null,4.7729999999999997,150.97901660160841,183.41341335234833]
[null,4.8029999999999999,162.4539386239621,196.91069018982307,2049.6163559252382,2324.8722351364058,null,null,null,null,null,null,null,null,null,null,null,4.8029999999999999,162.4539386239621,196.91069018982307]
[null,4.8209999999999997,169.52017860523708,205.20134455812752,2050.9736074763196,2322.8821916265874,null,null,null,null,null,null,null,null,null,null,null,4.8209999999999997,169.52017860523708,205.20134455812752]
[null,4.8520000000000003,182.00480321405621,219.81184650789356,2053.1640798225076,2319.2187680572533,null,null,null,null,null,null,null,null,null,null,null,4.8520000000000003,182.00480321405621,219.81184650789356]
[null,4.87,189.4349890094955,228.4853367617703,2054.3497205965327,2316.9534536692172,null,null,null,null,null,null,null,null,null,null,null,4.87,189.4349890094955,228.4853367617703]
[null,4.8979999999999997,201.25432780330536,242.2500376557706,2056.0666678777061,2313.2262251489492,null,null,null,null,null,null,null,null,null,null,null,4.8979999999999997,201.25432780330536,242.2500376557706]
[null,4.931,215.5874630776849,258.89079563173459,2057.8889082194642,2308.5131374658254,null,null,null,null,null,null,null,null,null,null,null,4.931,215.5874630776849,258.89079563173459]
[null,4.9779999999999998,236.73999566735478,283.34855186542796,2060.1027954767305,2301.1970127469835,null,null,null,null,null,null,null,null,null,null,null,4.9779999999999998,236.73999566735478,283.34855186542796]
[null,5.0090000000000003,251.15667542840148,299.9506898891218,2061.314340868475,2295.9804443518346,null,null,null,null,null,null,null,null,null,null,null,5.0090000000000003,251.15667542840148,299.9506898891218]
[null,5.0250000000000004,258.73944334900546,308.66134336726947,2061.8614690868867,2293.1657862058792,null,null,null,null,null,null,null,null,null,null,null,5.0250000000000004,258.73944334900546,308.66134336726947]
[null,5.0570000000000004,274.1900208241118,326.36436232496493,2062.7946539390182,2287.2859730709656,null,null,null,null,null,null,null,null,null,null,null,{"$f":"B5066","v":5.0570000000000004},{"$f":"C5066","v":274.1900208241118},{"$f":"D5066","v":326.36436232496493}]
[null,5.0880000000000001,289.51394332888071,343.86201556500106,2063.492219454376,2281.27062422576,null,null,null,null,null,null,null,null,null,null,null,5.0880000000000001,289.51394332888071,343.86201556500106]
[null,5.1059999999999999,298.56960319172009,354.17415197083346,2063.8032879170378,2277.6334004884689,null,null,null,null,null,null,null,null,null,null,null,5.1059999999999999,298.56960319172009,354.17415197083346]
[null,5.1479999999999997,320.1408820205346,378.65460300888134,2064.2584342175423,2268.7335038824149,null,null,null,null,null,null,null,null,null,null,null,5.1479999999999997,320.1408820205346,378.65460300888134]
[null,5.1539999999999999,323.27211686303576,382.19831446094452,2064.2923481390644,2267.4148851920959,null,null,null,null,null,null,null,null,null,null,null,5.1539999999999999,323.27211686303576,382.19831446094452]
[null,5.1850000000000005,339.64379775555778,400.68610338146806,2064.3429091603493,2260.4141596837326,null,null,null,null,null,null,null,null,null,null,null,{"$f":"B5194","v":5.1850000000000005},{"$f":"C5194","v":339.64379775555778},{"$f":"D5194","v":400.68610338146806}]
[null,5.2160000000000002,356.3340556105872,419.46348491877768,2064.1835419715476,2253.0990625782952,null,null,null,null,null,null,null,null,null,null,null,5.2160000000000002,356.3340556105872,419.46348491877768]
[null,5.2629999999999999,382.22788706826839,448.45452078776418,2063.5385870296227,2241.4108200600472,null,null,null,null,null,null,null,null,null,null,null,5.2629999999999999,382.22788706826839,448.45452078776418]
[null,5.2770000000000001,390.07450946961831,457.20570227697903,2063.2519948090708,2237.7905486172881,null,null,null,null,null,null,null,null,null,null,null,5.2770000000000001,390.07450946961831,457.20570227697903]
[null,5.3239999999999998,416.85020615594442,486.94816153463222,2061.9708736051375,2225.1740767238052,null,null,null,null,null,null,null,null,null,null,null,5.3239999999999998,416.85020615594442,486.94816153463222]
[null,5.3420000000000005,427.27706833659329,498.47980176779294,2061.3495774578528,2220.1544323404182,null,null,null,null,null,null,null,null,null,null,null,5.3420000000000005,427.27706833659329,498.47980176779294]
[null,5.3730000000000002,445.45087832526036,518.51090133743912,2060.1092785515953,2211.2675213023676,null,null,null,null,null,null,null,null,null,null,null,5.3730000000000002,445.45087832526036,518.51090133743912]
[null,5.4039999999999999,463.89068515372861,538.74569622653928,2058.6529239881515,2202.0766997200753,null,null,null,null,null,null,null,null,null,null,null,5.4039999999999999,463.89068515372861,538.74569622653928]
[null,5.4210000000000003,474.11242487020115,549.92327594876303,2057.7623386360256,2196.9085825784537,null,null,null,null,null,null,null,null,null,null,null,5.4210000000000003,474.11242487020115,549.92327594876303]
[null,5.452,492.94571096428911,570.44380434487061,2055.9703642932718,2187.253062932054,null,null,null,null,null,null,null,null,null,null,null,5.452,492.94571096428911,570.44380434487061]
[null,5.4990000000000006,521.95781786240582,601.8653738088974,2052.839007478397,2172.0510042686724,null,null,null,null,null,null,null,null,null,null,null,5.4990000000000006,521.95781786240582,601.8653738088974]
[null,5.5270000000000001,539.49209911029482,620.7427429880845,2050.7358098859117,2162.6766897360508,null,null,null,null,null,null,null,null,null,null,null,5.5270000000000001,539.49209911029482,620.7427429880845]
[null,5.5309999999999997,542.01170513303623,623.44826273352271,2050.4208581103385,2161.3183654453196,null,null,null,null,null,null,null,null,null,null,null,5.5309999999999997,542.01170513303623,623.44826273352271]
[null,5.5780000000000003,571.88190944688984,655.38527814220174,2046.4487566852181,2145.0043821780864,null,null,null,null,null,null,null,null,null,null,null,5.5780000000000003,571.88190944688984,655.38527814220174]
[null,5.609,591.83944073913358,676.58089914341667,2043.5552135178827,2133.8925371843707,null,null,null,null,null,null,null,null,null,null,null,5.609,591.83944073913358,676.58089914341667]
[null,5.6260000000000003,602.8658103849009,688.2414908898802,2041.8761871578902,2127.6824487296954,null,null,null,null,null,null,null,null,null,null,null,5.6260000000000003,602.8658103849009,688.2414908898802]
[null,5.657,623.11527259720799,709.56212810216562,2038.6464631990918,2116.1491880103686,null,null,null,null,null,null,null,null,null,null,null,5.657,623.11527259720799,709.56212810216562]
[null,5.6879999999999997,643.53995661348915,730.94288906725171,2035.200185078121,2104.350674131746,null,null,null,null,null,null,null,null,null,null,null,5.6879999999999997,643.53995661348915,730.94288906725171]
[null,5.7060000000000004,655.47568271645412,743.37869421238588,2033.0999728502477,2097.380465578573,null,null,null,null,null,null,null,null,null,null,null,5.7060000000000004,655.47568271645412,743.37869421238588]
[null,5.7490000000000006,684.201079940574,773.12736500942049,2027.7888942385034,2080.3822805669097,null,null,null,null,null,null,null,null,null,null,null,5.7490000000000006,684.201079940574,773.12736500942049]
[null,5.7830000000000004,707.11102682882404,796.66762080250351,2023.2972529708741,2066.6041583213164,null,null,null,null,null,null,null,null,null,null,null,5.7830000000000004,707.11102682882404,796.66762080250351]
[null,5.8140000000000001,728.13774008842233,818.12471238149033,2018.9782201269959,2053.7898499637963,null,null,null,null,null,null,null,null,null,null,null,5.8140000000000001,728.13774008842233,818.12471238149033]
[null,5.8159999999999998,729.49855820963478,819.50843530914119,2018.6922718821384,2052.955038157711,null,null,null,null,null,null,null,null,null,null,null,5.8159999999999998,729.49855820963478,819.50843530914119]
[null,5.8479999999999999,751.3374344049904,841.63152301355308,2013.9972099384495,2039.4675946808534,null,null,null,null,null,null,null,null,null,null,null,5.8479999999999999,751.3374344049904,841.63152301355308]
[null,5.8929999999999998,782.24083542403173,872.66453020176925,2007.0149316141242,2020.0965170563697,null,null,null,null,null,null,null,null,null,null,null,5.8929999999999998,782.24083542403173,872.66453020176925]
[null,5.9240000000000004,803.64480211760883,893.96680098990475,2001.9486335390732,2006.4876876692736,null,null,null,null,null,null,null,null,null,null,null,5.9240000000000004,803.64480211760883,893.96680098990475]
[null,5.9420000000000002,816.11073085730743,906.29985149322238,1998.9116757649542,1998.4904161803554,null,null,null,null,null,null,null,null,null,null,null,5.9420000000000002,816.11073085730743,906.29985149322238]
[null,5.9710000000000001,836.24644930879504,926.10449033591431,1993.8726052917873,1985.4632652491773,null,null,null,null,null,null,null,null,null,null,null,5.9710000000000001,836.24644930879504,926.10449033591431]
[null,5.99,849.46960664853282,939.03084452755161,1990.4739119633748,1976.8355137730423,null,null,null,null,null,null,null,null,null,null,null,5.99,849.46960664853282,939.03084452755161]
[null,6.0209999999999999,871.08877357226925,960.0268041174694,1984.764680558904,1962.606744291591,null,null,null,null,null,null,null,null,null,null,null,6.0209999999999999,871.08877357226925,960.0268041174694]
[null,6.0520000000000005,892.75324615409011,980.89187516137054,1978.8537897184644,1948.1969780898642,null,null,null,null,null,null,null,null,null,null,null,6.0520000000000005,892.75324615409011,980.89187516137054]
[null,6.0979999999999999,924.95958000657595,1011.5781421456651,1969.7155832902104,1926.4997411608556,null,null,null,null,null,null,null,null,null,null,null,6.0979999999999999,924.95958000657595,1011.5781421456651]
[null,6.1290000000000004,946.68715143060467,1032.0504910993038,1963.3129348269872,1911.6782084572583,null,null,null,null,null,null,null,null,null,null,null,6.1290000000000004,946.68715143060467,1032.0504910993038]
[null,6.1470000000000002,959.30640846297968,1043.8538236480006,1959.5060889875028,1903.0026934997927,null,null,null,null,null,null,null,null,null,null,null,6.1470000000000002,959.30640846297968,1043.8538236480006]
[null,6.1779999999999999,981.03739294993989,1064.0271819956158,1952.7979250359997,1887.9481674469253,null,null,null,null,null,null,null,null,null,null,null,6.1779999999999999,981.03739294993989,1064.0271819956158]
[null,6.1930000000000005,991.54857260127551,1073.7145924684748,1949.4836494570568,1880.6145333687057,null,null,null,null,null,null,null,null,null,null,null,6.1930000000000005,991.54857260127551,1073.7145924684748]
[null,6.226,1014.6564288510075,1094.8470325780836,1942.037072731049,1864.3742442918535,null,null,null,null,null,null,null,null,null,null,null,6.226,1014.6564288510075,1094.8470325780836]
[null,6.2570000000000006,1036.3328631758538,1114.4608460488007,1934.8498258050711,1848.9934762621158,null,null,null,null,null,null,null,null,null,null,null,6.2570000000000006,1036.3328631758538,1114.4608460488007]
[null,6.2880000000000003,1057.9677273827135,1133.8298357522308,1927.4794686828102,1833.5017630472842,null,null,null,null,null,null,null,null,null,null,null,6.2880000000000003,1057.9677273827135,1133.8298357522308]
[null,6.32,1080.2449079635978,1153.5522637142815,1919.6823864617054,1817.4043400471639,null,null,null,null,null,null,null,null,null,null,null,6.32,1080.2449079635978,1153.5522637142815]
[null,6.3360000000000003,1091.3585055097312,1163.3055398877032,1915.7128786198593,1809.3186150386882,null,null,null,null,null,null,null,null,null,null,null,6.3360000000000003,1091.3585055097312,1163.3055398877032]
[null,6.383,1123.8907410030024,1191.5190906315124,1903.7837457184874,1785.4398094313797,null,null,null,null,null,null,null,null,null,null,null,6.383,1123.8907410030024,1191.5190906315124]
[null,6.4139999999999997,1145.2409911928007,1209.7553162663178,1895.7002621946838,1769.5990566675578,null,null,null,null,null,null,null,null,null,null,null,6.4139999999999997,1145.2409911928007,1209.7553162663178]
[null,6.4430000000000005,1165.1251976888993,1226.5340447773756,1887.9867974971639,1754.7254242778611,null,null,null,null,null,null,null,null,null,null,null,6.4430000000000005,1165.1251976888993,1226.5340447773756]
[null,6.4619999999999997,1178.1019343731248,1237.3749764649449,1882.8551209443212,1744.9559784800044,null,null,null,null,null,null,null,null,null,null,null,6.4619999999999997,1178.1019343731248,1237.3749764649449]
[null,6.4930000000000003,1199.1806656504446,1254.7966071167609,1874.3521722300941,1728.9814570538522,null,null,null,null,null,null,null,null,null,null,null,6.4930000000000003,1199.1806656504446,1254.7966071167609]
[null,6.524,1220.1336875186462,1271.8785543712686,1865.6908801337418,1712.9725789130666,null,null,null,null,null,null,null,null,null,null,null,6.524,1220.1336875186462,1271.8785543712686]
[null,6.5419999999999998,1232.2380713489142,1281.6370293975453,1860.5905224259691,1703.6653821065654,null,null,null,null,null,null,null,null,null,null,null,6.5419999999999998,1232.2380713489142,1281.6370293975453]
[null,6.5720000000000001,1252.3043067385508,1297.633321615162,1851.9760240035721,1688.1407812434095,null,null,null,null,null,null,null,null,null,null,null,6.5720000000000001,1252.3043067385508,1297.633321615162]
[null,6.6189999999999998,1283.4506707098521,1322.0024567341059,1838.2010643341657,1663.8069323553354,null,null,null,null,null,null,null,null,null,null,null,6.6189999999999998,1283.4506707098521,1322.0024567341059]
[null,6.6210000000000004,1284.7677300967814,1323.0203085358976,1837.6075113161048,1662.771568248844,null,null,null,null,null,null,null,null,null,null,null,6.6210000000000004,1284.7677300967814,1323.0203085358976]
[null,6.665,1313.5605945524867,1345.0087030929494,1824.4010054139437,1640.0067496720694,null,null,null,null,null,null,null,null,null,null,null,6.665,1313.5605945524867,1345.0087030929494]
[null,6.6980000000000004,1334.9150232644922,1360.983190855563,1814.3144338256614,1622.9610942758161,null,null,null,null,null,null,null,null,null,null,null,6.6980000000000004,1334.9150232644922,1360.983190855563]
[null,6.7290000000000001,1354.7759363420578,1375.5768093342347,1804.7022279857379,1606.982439092212,null,null,null,null,null,null,null,null,null,null,null,6.7290000000000001,1354.7759363420578,1375.5768093342347]
[null,6.7469999999999999,1366.2155852446506,1383.8641789610319,1799.0617596816599,1597.7236485368503,null,null,null,null,null,null,null,null,null,null,null,6.7469999999999999,1366.2155852446506,1383.8641789610319]
[null,6.7780000000000005,1385.7514871554299,1397.8114909263024,1789.2485686838365,1581.8176725935757,null,null,null,null,null,null,null,null,null,null,null,6.7780000000000005,1385.7514871554299,1397.8114909263024]
[null,6.7940000000000005,1395.7499527514631,1404.847355055412,1784.1358327722194,1573.6304977600125,null,null,null,null,null,null,null,null,null,null,null,6.7940000000000005,1395.7499527514631,1404.847355055412]
[null,6.8260000000000005,1415.5679235614327,1418.5828495801291,1773.8155438853573,1557.3084610999153,null,null,null,null,null,null,null,null,null,null,null,6.8260000000000005,1415.5679235614327,1418.5828495801291]
[null,6.8570000000000002,1434.5313147547915,1431.4572183398216,1763.7009968516297,1541.5713526055883,null,null,null,null,null,null,null,null,null,null,null,6.8570000000000002,1434.5313147547915,1431.4572183398216]
[null,6.8879999999999999,1453.2543239252809,1443.9019850618713,1753.4760260637513,1525.9175782356681,null,null,null,null,null,null,null,null,null,null,null,6.8879999999999999,1453.2543239252809,1443.9019850618713]
[null,6.9210000000000003,1472.9115557320556,1456.6732223660715,1742.475087325477,1509.3560138792031,null,null,null,null,null,null,null,null,null,null,null,6.9210000000000003,1472.9115557320556,1456.6732223660715]
[null,6.9649999999999999,1498.6652014960637,1472.930818888761,1727.6299340255773,1487.4566528090581,null,null,null,null,null,null,null,null,null,null,null,6.9649999999999999,1498.6652014960637,1472.930818888761]
[null,6.9830000000000005,1509.0458236538939,1479.3262937622683,1721.5012630442488,1478.5633815693373,null,null,null,null,null,null,null,null,null,null,null,6.9830000000000005,1509.0458236538939,1479.3262937622683]
[null,7.0140000000000002,1526.7065060711693,1489.9916878864544,1710.8742460516701,1463.3434293972505,null,null,null,null,null,null,null,null,null,null,null,7.0140000000000002,1526.7065060711693,1489.9916878864544]
[null,7.0440000000000005,1543.5299169230636,1499.8915667578381,1700.5069775161373,1448.7373940261984,null,null,null,null,null,null,null,null,null,null,null,7.0440000000000005,1543.5299169230636,1499.8915667578381]
[null,7.0620000000000003,1553.4948435376305,1505.6322396819558,1694.2491985056888,1440.0350686203531,null,null,null,null,null,null,null,null,null,null,null,7.0620000000000003,1553.4948435376305,1505.6322396819558]
[null,7.093,1570.4249081677262,1515.168567233088,1683.4093053748418,1425.1610726839031,null,null,null,null,null,null,null,null,null,null,null,7.093,1570.4249081677262,1515.168567233088]
[null,7.1240000000000006,1587.0558587291644,1524.2619469938086,1672.4942877846993,1410.4374611133921,null,null,null,null,null,null,null,null,null,null,null,7.1240000000000006,1587.0558587291644,1524.2619469938086]
[null,7.1429999999999998,1597.0983320826867,1529.6167936663685,1665.7693627166807,1401.4910503076478,null,null,null,null,null,null,null,null,null,null,null,7.1429999999999998,1597.0983320826867,1529.6167936663685]
[null,7.1719999999999997,1612.2016061681984,1537.4707588474882,1655.4565594339062,1387.9546419585386,null,null,null,null,null,null,null,null,null,null,null,7.1719999999999997,1612.2016061681984,1537.4707588474882]
[null,7.2190000000000003,1636.0911822751198,1549.3846573569563,1638.6275343905593,1366.3348690519517,null,null,null,null,null,null,null,null,null,null,null,7.2190000000000003,1636.0911822751198,1549.3846573569563]
[null,7.25,1651.4416567058022,1556.6952559629851,1627.456564970772,1352.3010072898946,null,null,null,null,null,null,null,null,null,null,null,7.25,1651.4416567058022,1556.6952559629851]
[null,7.266,1659.2359030108703,1560.2995788496546,1621.670743785281,1345.1307262320429,null,null,null,null,null,null,null,null,null,null,null,7.266,1659.2359030108703,1560.2995788496546]
[null,7.298,1674.558260428915,1567.1660715690589,1610.0612134332198,1330.9437451244926,null,null,null,null,null,null,null,null,null,null,null,7.298,1674.558260428915,1567.1660715690589]
[null,7.3289999999999997,1689.0591854941854,1573.3869960876877,1598.7704904877942,1317.400837881406,null,null,null,null,null,null,null,null,null,null,null,7.3289999999999997,1689.0591854941854,1573.3869960876877]
[null,7.3470000000000004,1697.3224929999301,1576.8065732863136,1592.1966570537334,1309.6302973103366,null,null,null,null,null,null,null,null,null,null,null,7.3470000000000004,1697.3224929999301,1576.8065732863136]
[null,7.3929999999999998,1717.9104050426536,1584.9117765565511,1575.344588071616,1290.0919612290227,null,null,null,null,null,null,null,null,null,null,null,7.3929999999999998,1717.9104050426536,1584.9117765565511]
[null,7.4080000000000004,1724.4576707065669,1587.3603736962741,1569.835056622351,1283.8223464765811,null,null,null,null,null,null,null,null,null,null,null,7.4080000000000004,1724.4576707065669,1587.3603736962741]
[null,7.4260000000000002,1732.2055094003913,1590.1742662852168,1563.215607726265,1276.3661245290591,null,null,null,null,null,null,null,null,null,null,null,7.4260000000000002,1732.2055094003913,1590.1742662852168]
[null,7.4569999999999999,1745.2686670052537,1594.7061949233739,1551.7975762664632,1263.6996758847527,null,null,null,null,null,null,null,null,null,null,null,7.4569999999999999,1745.2686670052537,1594.7061949233739]
[null,7.4880000000000004,1757.9742982105363,1598.8471745510412,1540.361061477108,1251.2584476857814,null,null,null,null,null,null,null,null,null,null,null,7.4880000000000004,1757.9742982105363,1598.8471745510412]
[null,7.5339999999999998,1776.1626633116844,1604.2890768887457,1523.366906844873,1233.2215703988581,null,null,null,null,null,null,null,null,null,null,null,7.5339999999999998,1776.1626633116844,1604.2890768887457]
[null,7.5650000000000004,1787.9680841550985,1607.4956110128685,1511.9051025085064,1221.3578946105424,null,null,null,null,null,null,null,null,null,null,null,7.5650000000000004,1787.9680841550985,1607.4956110128685]
[null,7.5830000000000002,1794.6548000248874,1609.1915855183486,1505.248664739139,1214.5787342918002,null,null,null,null,null,null,null,null,null,null,null,7.5830000000000002,1794.6548000248874,1609.1915855183486]
[null,7.6150000000000002,1806.2360784219163,1611.9128898909148,1493.4162218677463,1202.7277240849162,null,null,null,null,null,null,null,null,null,null,null,7.6150000000000002,1806.2360784219163,1611.9128898909148]
[null,7.6440000000000001,1816.3917991735796,1614.0623307962417,1482.6980590415349,1192.2120475137929,null,null,null,null,null,null,null,null,null,null,null,7.6440000000000001,1816.3917991735796,1614.0623307962417]
[null,7.6619999999999999,1822.5323369677726,1615.2489709364343,1476.0495185123848,1185.7933190245838,null,null,null,null,null,null,null,null,null,null,null,7.6619999999999999,1822.5323369677726,1615.2489709364343]
[null,7.6930000000000005,1832.8143203241364,1617.0351131142147,1464.6096731906443,1174.9347065168215,null,null,null,null,null,null,null,null,null,null,null,7.6930000000000005,1832.8143203241364,1617.0351131142147]
[null,7.7140000000000004,1839.5682840764212,1618.0648140207206,1456.8695330781777,1167.7205291927453,null,null,null,null,null,null,null,null,null,null,null,7.7140000000000004,1839.5682840764212,1618.0648140207206]
[null,7.7700000000000005,1856.7435062347813,1620.1295079417741,1436.2781072764662,1149.0463026061491,null,null,null,null,null,null,null,null,null,null,null,7.7700000000000005,1856.7435062347813,1620.1295079417741]
[null,7.7720000000000002,1857.3344265197829,1620.1855421923699,1435.5442438455236,1148.3945934658198,null,null,null,null,null,null,null,null,null,null,null,7.7720000000000002,1857.3344265197829,1620.1855421923699]
[null,7.819,1870.774968978327,1621.16767885116,1418.3350544501213,1133.3829930442398,null,null,null,null,null,null,null,null,null,null,null,7.819,1870.774968978327,1621.16767885116]
[null,7.8369999999999997,1875.696001634019,1621.3793905673606,1411.7647937127035,1127.7883349200524,null,null,null,null,null,null,null,null,null,null,null,7.8369999999999997,1875.696001634019,1621.3793905673606]
[null,7.88,1886.9454551811921,1621.5371606146903,1396.1218830621617,1114.7699840677708,null,null,null,null,null,null,null,null,null,null,null,7.88,1886.9454551811921,1621.5371606146903]
[null,7.8980000000000006,1891.4431060155789,1621.4639877387069,1389.5977940271187,1109.4654933667796,null,null,null,null,null,null,null,null,null,null,null,7.8980000000000006,1891.4431060155789,1621.4639877387069]
[null,7.9290000000000003,1898.8976571137598,1621.1559355446354,1378.3984514200026,1100.5302965856677,null,null,null,null,null,null,null,null,null,null,null,7.9290000000000003,1898.8976571137598,1621.1559355446354]
[null,7.9640000000000004,1906.8727932097647,1620.5462168749652,1365.8140917995527,1090.7459121574057,null,null,null,null,null,null,null,null,null,null,null,7.9640000000000004,1906.8727932097647,1620.5462168749652]
[null,7.9770000000000003,1909.7163186998757,1620.2528255636282,1361.1572311755178,1087.1934608197605,null,null,null,null,null,null,null,null,null,null,null,7.9770000000000003,1909.7163186998757,1620.2528255636282]
[null,8.0080000000000009,1916.2389788988669,1619.4153646062757,1350.0926682956726,1078.9000808039257,null,null,null,null,null,null,null,null,null,null,null,8.0080000000000009,1916.2389788988669,1619.4153646062757]
[null,8.0549999999999997,1925.4393333546175,1617.8016358076643,1333.4327720265665,1066.8009886973045,null,null,null,null,null,null,null,null,null,null,null,8.0549999999999997,1925.4393333546175,1617.8016358076643]
[null,8.0590000000000011,1926.1842693008512,1617.6464861241923,1332.0216860342289,1065.7975086533918,null,null,null,null,null,null,null,null,null,null,null,8.0590000000000011,1926.1842693008512,1617.6464861241923]
[null,8.0869999999999997,1931.2327966174805,1616.4878795997786,1322.1753262493278,1058.8874428041599,null,null,null,null,null,null,null,null,null,null,null,8.0869999999999997,1931.2327966174805,1616.4878795997786]
[null,8.1340000000000003,1939.0591183723584,1614.2800110697635,1305.7760809683127,1047.7339547274623,null,null,null,null,null,null,null,null,null,null,null,8.1340000000000003,1939.0591183723584,1614.2800110697635]
[null,8.1650000000000009,1943.7817886960659,1612.6639444880627,1295.0528494956386,1040.6788498557926,null,null,null,null,null,null,null,null,null,null,null,8.1650000000000009,1943.7817886960659,1612.6639444880627]
[null,8.1859999999999999,1946.7849252334051,1611.5057188409264,1287.8329494694567,1036.0337700694715,null,null,null,null,null,null,null,null,null,null,null,8.1859999999999999,1946.7849252334051,1611.5057188409264]
[null,8.213000000000001,1950.415746316359,1609.9494653368897,1278.6046340565526,1030.2187505743229,null,null,null,null,null,null,null,null,null,null,null,8.213000000000001,1950.415746316359,1609.9494653368897]
[null,8.2439999999999998,1954.2683614914931,1608.080916310887,1268.0872559753375,1023.7573564927408,null,null,null,null,null,null,null,null,null,null,null,8.2439999999999998,1954.2683614914931,1608.080916310887]
[null,8.2620000000000005,1956.352016981363,1606.96118973853,1262.0199011039506,1020.1095934018873,null,null,null,null,null,null,null,null,null,null,null,8.2620000000000005,1956.352016981363,1606.96118973853]
[null,8.3090000000000011,1961.2694496743316,1603.9401950745696,1246.3193041972406,1010.9381157333703,null,null,null,null,null,null,null,null,null,null,null,8.3090000000000011,1961.2694496743316,1603.9401950745696]
[null,8.3390000000000004,1964.0188481694074,1601.9554863807537,1236.4086545866498,1005.3454823001732,null,null,null,null,null,null,null,null,null,null,null,8.3390000000000004,1964.0188481694074,1601.9554863807537]
[null,8.370000000000001,1966.5472203099682,1599.87417267305,1226.2618280129896,999.77499856072257,null,null,null,null,null,null,null,null,null,null,null,8.370000000000001,1966.5472203099682,1599.87417267305]
[null,8.4009999999999998,1968.76332023741,1597.7753009973728,1216.213468017655,994.41147974237333,null,null,null,null,null,null,null,null,null,null,null,8.4009999999999998,1968.76332023741,1597.7753009973728]
[null,8.4190000000000005,1969.9090707988614,1596.5538029140257,1210.4251801259993,991.39006965966962,null,null,null,null,null,null,null,null,null,null,null,8.4190000000000005,1969.9090707988614,1596.5538029140257]
[null,8.4380000000000006,1971.0076695776258,1595.2657199377684,1204.3528727920013,988.27338439689402,null,null,null,null,null,null,null,null,null,null,null,8.4380000000000006,1971.0076695776258,1595.2657199377684]
[null,8.48,1973.0392931645254,1592.4375853146662,1191.0695577959898,981.64200425205127,null,null,null,null,null,null,null,null,null,null,null,8.48,1973.0392931645254,1592.4375853146662]
[null,8.4979999999999993,1973.7457029246475,1591.2396436728388,1185.4367400742608,978.90603944110319,null,null,null,null,null,null,null,null,null,null,null,8.4979999999999993,1973.7457029246475,1591.2396436728388]
[null,8.5289999999999999,1974.7362382879321,1589.2058990906373,1175.8219961678635,974.33866897411133,null,null,null,null,null,null,null,null,null,null,null,8.5289999999999999,1974.7362382879321,1589.2058990906373]
[null,8.5649999999999995,1975.5352240638156,1586.9044818421896,1164.7959125602888,969.25717225448886,null,null,null,null,null,null,null,null,null,null,null,8.5649999999999995,1975.5352240638156,1586.9044818421896]
[null,8.577,1975.7193886234563,1586.1547202294139,1161.1543832988677,967.61489829867355,null,null,null,null,null,null,null,null,null,null,null,{"$f":"B8586","v":8.577},{"$f":"C8586","v":1975.7193886234563},{"$f":"D8586","v":1586.1547202294139}]
[null,8.6080000000000005,1976.0090962532206,1584.2647040886363,1151.8265761448972,963.48792821054803,null,null,null,null,null,null,null,null,null,null,null,8.6080000000000005,1976.0090962532206,1584.2647040886363]
[null,8.6549999999999994,1975.9497892656839,1581.5481355063232,1137.9064805788269,957.53677344854691,null,null,null,null,null,null,null,null,null,null,null,8.6549999999999994,1975.9497892656839,1581.5481355063232]
[null,8.6880000000000006,1975.5610415545943,1579.765085388095,1128.2956219860164,953.56774726975902,null,null,null,null,null,null,null,null,null,null,null,8.6880000000000006,1975.5610415545943,1579.765085388095]
[null,8.7159999999999993,1975.0142857187363,1578.3428331904902,1120.2479960266237,950.32867193572622,null,null,null,null,null,null,null,null,null,null,null,8.7159999999999993,1975.0142857187363,1578.3428331904902]
[null,8.734,1974.5604110520803,1577.4759032088673,1115.1269731235047,948.30625954935147,null,null,null,null,null,null,null,null,null,null,null,8.734,1974.5604110520803,1577.4759032088673]
[null,8.7650000000000006,1973.5959133757613,1576.075615067009,1106.4045901543213,944.92853509579334,null,null,null,null,null,null,null,null,null,null,null,8.7650000000000006,1973.5959133757613,1576.075615067009]
[null,8.7870000000000008,1972.7746814559246,1575.1570079888274,1100.2897078775993,942.60909550364988,null,null,null,null,null,null,null,null,null,null,null,8.7870000000000008,1972.7746814559246,1575.1570079888274]
[null,8.8130000000000006,1971.6620857187827,1574.1562761846424,1093.1441986937302,939.94724189007968,null,null,null,null,null,null,null,null,null,null,null,8.8130000000000006,1971.6620857187827,1574.1562761846424]
[null,8.8439999999999994,1970.1405858296655,1573.0892338741648,1084.7403696024376,936.88035715574927,null,null,null,null,null,null,null,null,null,null,null,8.8439999999999994,1970.1405858296655,1573.0892338741648]
[null,8.891,1967.4464029977401,1571.7481503136362,1072.2415488286806,932.43745868379563,null,null,null,null,null,null,null,null,null,null,null,8.891,1967.4464029977401,1571.7481503136362]
[null,8.91,1966.2302446206204,1571.3050478129085,1067.2723926455856,930.7074410805202,null,null,null,null,null,null,null,null,null,null,null,8.91,1966.2302446206204,1571.3050478129085]
[null,8.9390000000000001,1964.2390221822061,1570.7430018594048,1059.7812326475153,928.13508516202012,null,null,null,null,null,null,null,null,null,null,null,8.9390000000000001,1964.2390221822061,1570.7430018594048]
[null,8.9700000000000006,1961.9368435193244,1570.2991925898805,1051.8987226463075,925.47079385447114,null,null,null,null,null,null,null,null,null,null,null,8.9700000000000006,1961.9368435193244,1570.2991925898805]
[null,9.0009999999999994,1959.4632961033885,1570.0222198222768,1044.1462370503143,922.88813163884765,null,null,null,null,null,null,null,null,null,null,null,9.0009999999999994,1959.4632961033885,1570.0222198222768]
[null,9.0090000000000003,1958.7981513457812,1569.9783408230774,1042.1667624320141,922.23406014535499,null,null,null,null,null,null,null,null,null,null,null,9.0090000000000003,1958.7981513457812,1569.9783408230774]
[null,9.0489999999999995,1955.3144663776825,1569.9318904868649,1032.3999788930782,919.0344467357379,null,null,null,null,null,null,null,null,null,null,null,9.0489999999999995,1955.3144663776825,1569.9318904868649]
[null,9.08,1952.4415955769784,1570.0971773186357,1024.9807095154472,916.62938932187478,null,null,null,null,null,null,null,null,null,null,null,9.08,1952.4415955769784,1570.0971773186357]
[null,9.0980000000000008,1950.7077885092099,1570.2749642674155,1020.7329425578534,915.25993703346876,null,null,null,null,null,null,null,null,null,null,null,9.0980000000000008,1950.7077885092099,1570.2749642674155]
[null,9.1319999999999997,1947.3079540449862,1570.7764293657729,1012.8301313532623,912.72209337044956,null,null,null,null,null,null,null,null,null,null,null,9.1319999999999997,1947.3079540449862,1570.7764293657729]
[null,9.1750000000000007,1942.7888968329585,1571.7232560932227,1003.0615198411808,909.5929391185449,null,null,null,null,null,null,null,null,null,null,null,9.1750000000000007,1942.7888968329585,1571.7232560932227]
[null,9.2059999999999995,1939.3905021065555,1572.6234699547476,996.17554291987631,907.38424595627589,null,null,null,null,null,null,null,null,null,null,null,9.2059999999999995,1939.3905021065555,1572.6234699547476]
[null,9.2370000000000001,1935.88369976229,1573.7060600204543,989.42043980622452,905.20834261321522,null,null,null,null,null,null,null,null,null,null,null,9.2370000000000001,1935.88369976229,1573.7060600204543]
[null,9.2590000000000003,1933.3337161533727,1574.5846687730004,984.7057103376618,903.68085765827448,null,null,null,null,null,null,null,null,null,null,null,9.2590000000000003,1933.3337161533727,1574.5846687730004]
[null,9.2850000000000001,1930.2589894122382,1575.7404816216815,979.21831195463801,901.89040697554083,null,null,null,null,null,null,null,null,null,null,null,9.2850000000000001,1930.2589894122382,1575.7404816216815]
[null,9.3030000000000008,1928.0939155216129,1576.6147337839852,975.47285878752757,900.65861942060519,null,null,null,null,null,null,null,null,null,null,null,9.3030000000000008,1928.0939155216129,1576.6147337839852]
[null,9.3339999999999996,1924.3004509863053,1578.2611485875459,969.12463080532279,898.5486697877368,null,null,null,null,null,null,null,null,null,null,null,9.3339999999999996,1924.3004509863053,1578.2611485875459]
[null,9.354000000000001,1921.812730935957,1579.4168847460758,965.09742394967759,897.19306360593555,null,null,null,null,null,null,null,null,null,null,null,9.354000000000001,1921.812730935957,1579.4168847460758]
[null,9.3819999999999997,1918.2814889431309,1581.1564062893815,959.5490688479324,895.29967632942407,null,null,null,null,null,null,null,null,null,null,null,9.3819999999999997,1918.2814889431309,1581.1564062893815]
[null,9.4130000000000003,1914.3123171153084,1583.2448500819603,953.5277210874724,893.20559443146419,null,null,null,null,null,null,null,null,null,null,null,9.4130000000000003,1914.3123171153084,1583.2448500819603]
[null,9.4440000000000008,1910.2880267846776,1585.5002966896539,947.63317891218992,891.10931684419643,null,null,null,null,null,null,null,null,null,null,null,9.4440000000000008,1910.2880267846776,1585.5002966896539]
[null,9.4809999999999999,1905.4233280274284,1588.4046561047105,940.7624130584079,888.59833208293128,null,null,null,null,null,null,null,null,null,null,null,9.4809999999999999,1905.4233280274284,1588.4046561047105]
[null,9.5210000000000008,1900.1028607887799,1591.7950835086842,933.53416016740618,885.86513268204874,null,null,null,null,null,null,null,null,null,null,null,9.5210000000000008,1900.1028607887799,1591.7950835086842]
[null,9.5389999999999997,1897.6919566783581,1593.4026315466958,930.34847266973293,884.62674842046169,null,null,null,null,null,null,null,null,null,null,null,9.5389999999999997,1897.6919566783581,1593.4026315466958]
[null,9.57,1893.5210372121451,1596.2857234302396,924.95861257874446,882.47898197476684,null,null,null,null,null,null,null,null,null,null,null,9.57,1893.5210372121451,1596.2857234302396]
[null,9.604000000000001,1888.9264158125959,1599.6078193119586,919.18637392766209,880.09815080723729,null,null,null,null,null,null,null,null,null,null,null,9.604000000000001,1888.9264158125959,1599.6078193119586]
[null,9.6180000000000003,1887.0304901648203,1601.0223687520054,916.85150240037797,879.10921904115605,null,null,null,null,null,null,null,null,null,null,null,9.6180000000000003,1887.0304901648203,1601.0223687520054]
[null,9.6490000000000009,1882.8282503289522,1604.2469582690176,911.7676071270306,876.89984628008983,null,null,null,null,null,null,null,null,null,null,null,9.6490000000000009,1882.8282503289522,1604.2469582690176]
[null,9.68,1878.6258312662512,1607.5926791201164,906.80124230076444,874.66133727428883,null,null,null,null,null,null,null,null,null,null,null,9.68,1878.6258312662512,1607.5926791201164]
[null,9.7029999999999994,1875.5116867248444,1610.1486571555467,903.19156811772791,872.98026602410789,null,null,null,null,null,null,null,null,null,null,null,9.7029999999999994,1875.5116867248444,1610.1486571555467]
[null,9.7279999999999998,1872.1338173838233,1612.9937760717362,899.33968124417322,871.13231910124932,null,null,null,null,null,null,null,null,null,null,null,9.7279999999999998,1872.1338173838233,1612.9937760717362]
[null,9.7750000000000004,1865.8146382346381,1618.5160713397797,892.29729626027063,867.59647189268708,null,null,null,null,null,null,null,null,null,null,null,9.7750000000000004,1865.8146382346381,1618.5160713397797]
[null,9.8060000000000009,1861.677455882226,1622.2702652354387,887.79225956999846,865.21803214807755,null,null,null,null,null,null,null,null,null,null,null,9.8060000000000009,1861.677455882226,1622.2702652354387]
[null,9.8260000000000005,1859.0245952458554,1624.73449317687,884.94383546428844,863.66330585718674,null,null,null,null,null,null,null,null,null,null,null,9.8260000000000005,1859.0245952458554,1624.73449317687]
[null,9.854000000000001,1855.3354472803576,1628.2345218039038,881.03145978248222,861.4594077046894,null,null,null,null,null,null,null,null,null,null,null,9.854000000000001,1855.3354472803576,1628.2345218039038]
[null,9.8849999999999998,1851.2893392612186,1632.1701884552824,876.80103993117723,858.98163397042833,null,null,null,null,null,null,null,null,null,null,null,9.8849999999999998,1851.2893392612186,1632.1701884552824]
[null,9.9030000000000005,1848.9605049454722,1634.481052968714,874.39272325997763,857.52451727031644,null,null,null,null,null,null,null,null,null,null,null,9.9030000000000005,1848.9605049454722,1634.481052968714]
[null,9.9529999999999994,1842.5803725571559,1640.9808448088918,867.88457309979697,853.40549876958141,null,null,null,null,null,null,null,null,null,null,null,9.9529999999999994,1842.5803725571559,1640.9808448088918]
[null,9.9640000000000004,1841.1957609673298,1642.4238499354774,866.48804045341774,852.48520049032049,null,null,null,null,null,null,null,null,null,null,null,9.9640000000000004,1841.1957609673298,1642.4238499354774]
[null,10.011000000000001,1835.3648385122988,1648.626318289781,860.6609888575581,848.4960686596346,null,null,null,null,null,null,null,null,null,null,null,10.011000000000001,1835.3648385122988,1648.626318289781]
[null,10.042,1831.5999145018282,1652.7382019757529,856.93929777391327,845.81506043135039,null,null,null,null,null,null,null,null,null,null,null,10.042,1831.5999145018282,1652.7382019757529]
[null,10.044,1831.3593569805375,1653.0037644218405,856.70244913630029,845.64075176589733,null,null,null,null,null,null,null,null,null,null,null,10.044,1831.3593569805375,1653.0037644218405]
[null,10.082000000000001,1826.8452023645341,1658.0499588739995,852.27615311839156,842.2985897957833,null,null,null,null,null,null,null,null,null,null,null,10.082000000000001,1826.8452023645341,1658.0499588739995]
[null,10.121,1822.3290599448119,1663.2169695294631,847.87643217961022,838.81015880975792,null,null,null,null,null,null,null,null,null,null,null,10.121,1822.3290599448119,1663.2169695294631]
[null,10.138999999999999,1820.2866795004691,1665.5923498646464,845.89350713602187,837.18092089323852,null,null,null,null,null,null,null,null,null,null,null,10.138999999999999,1820.2866795004691,1665.5923498646464]
[null,10.17,1816.8341099308009,1669.6621826491628,842.54750493739823,834.34777072097108,null,null,null,null,null,null,null,null,null,null,null,10.17,1816.8341099308009,1669.6621826491628]
[null,10.205,1813.038357909835,1674.2147728277196,838.87239338183963,831.10956459518093,null,null,null,null,null,null,null,null,null,null,null,10.205,1813.038357909835,1674.2147728277196]
[null,10.218,1811.657028772313,1675.8917059206992,837.53447559066103,829.89667220179103,null,null,null,null,null,null,null,null,null,null,null,10.218,1811.657028772313,1675.8917059206992]
[null,10.249000000000001,1808.4272499385509,1679.8543410282412,834.40202667918697,826.98352644481531,null,null,null,null,null,null,null,null,null,null,null,10.249000000000001,1808.4272499385509,1679.8543410282412]
[null,10.295999999999999,1803.7081257798463,1685.7481638184208,829.80453568723112,822.5150625372371,null,null,null,null,null,null,null,null,null,null,null,10.295999999999999,1803.7081257798463,1685.7481638184208]
[null,10.304,1802.9267427382338,1686.7358231045705,829.03972587023236,821.74878032990898,null,null,null,null,null,null,null,null,null,null,null,10.304,1802.9267427382338,1686.7358231045705]
[null,10.357000000000001,1797.9153964928221,1693.148310299593,824.09891410649755,816.63549093498227,null,null,null,null,null,null,null,null,null,null,null,10.357000000000001,1797.9153964928221,1693.148310299593]
[null,10.375,1796.2799842124334,1695.2698389759257,822.46948497272206,814.88598614021305,null,null,null,null,null,null,null,null,null,null,null,10.375,1796.2799842124334,1695.2698389759257]
[null,10.406000000000001,1793.5442261273645,1698.849846972422,819.71907901317377,811.86013077332836,null,null,null,null,null,null,null,null,null,null,null,10.406000000000001,1793.5442261273645,1698.849846972422]
[null,10.427,1791.749783091381,1701.2187875859233,817.89509812139215,809.80244639977309,null,null,null,null,null,null,null,null,null,null,null,10.427,1791.749783091381,1701.2187875859233]
[null,10.454000000000001,1789.5133306595576,1704.1936955391814,815.59524294561572,807.14926233293852,null,null,null,null,null,null,null,null,null,null,null,10.454000000000001,1789.5133306595576,1704.1936955391814]
[null,10.484999999999999,1787.0447036499988,1707.5055341114189,813.01572706957609,804.09505521711844,null,null,null,null,null,null,null,null,null,null,null,10.484999999999999,1787.0447036499988,1707.5055341114189]
[null,10.503,1785.6603939114036,1709.3751586782253,811.54707930901725,802.31898152514566,null,null,null,null,null,null,null,null,null,null,null,10.503,1785.6603939114036,1709.3751586782253]
[null,10.554,1781.9359570624333,1714.4474040651207,807.49789854788924,797.28282600934438,null,null,null,null,null,null,null,null,null,null,null,10.554,1781.9359570624333,1714.4474040651207]
[null,10.564,1781.2401727985341,1715.4014114849558,806.72277488398447,796.29559138853483,null,null,null,null,null,null,null,null,null,null,null,10.564,1781.2401727985341,1715.4014114849558]
[null,10.611000000000001,1778.1224433521561,1719.6986546844184,803.15895930650493,791.66235174725671,null,null,null,null,null,null,null,null,null,null,null,10.611000000000001,1778.1224433521561,1719.6986546844184]
[null,10.641999999999999,1776.2041027772907,1722.3589853570647,800.87739388637078,788.61671893850382,null,null,null,null,null,null,null,null,null,null,null,10.641999999999999,1776.2041027772907,1722.3589853570647]
[null,10.649000000000001,1775.7861405933434,1722.9400136757724,800.36953212187314,787.93058417439318,null,null,null,null,null,null,null,null,null,null,null,10.649000000000001,1775.7861405933434,1722.9400136757724]
[null,10.69,1773.4506297967976,1726.1941752877115,797.4473531325724,783.92666938511684,null,null,null,null,null,null,null,null,null,null,null,10.69,1773.4506297967976,1726.1941752877115]
[null,10.721,1771.81225437787,1728.4823403779069,795.29536409790501,780.91972697883932,null,null,null,null,null,null,null,null,null,null,null,10.721,1771.81225437787,1728.4823403779069]
[null,10.739000000000001,1770.9111883395278,1729.7415621454418,794.06763399215276,779.18341316018336,null,null,null,null,null,null,null,null,null,null,null,10.739000000000001,1770.9111883395278,1729.7415621454418]
[null,10.776,1769.1744559968874,1732.1675232186742,791.59234875694426,775.64007216353582,null,null,null,null,null,null,null,null,null,null,null,10.776,1769.1744559968874,1732.1675232186742]
[null,10.8,1768.1305716785741,1733.6230256114682,790.02029921256337,773.36248853252187,null,null,null,null,null,null,null,null,null,null,null,10.8,1768.1305716785741,1733.6230256114682]
[null,10.847,1766.2730219034199,1736.2014832372327,787.01428004007221,768.95661630153211,null,null,null,null,null,null,null,null,null,null,null,10.847,1766.2730219034199,1736.2014832372327]
[null,10.849,1766.199422068175,1736.3031852590386,786.88842013308806,768.77086627245205,null,null,null,null,null,null,null,null,null,null,null,10.849,1766.199422068175,1736.3031852590386]
[null,10.903,1764.3782593081212,1738.8011631496925,783.55041216286361,763.81492027679803,null,null,null,null,null,null,null,null,null,null,null,10.903,1764.3782593081212,1738.8011631496925]
[null,10.926,1763.6988018433458,1739.7200967075414,782.16251112669829,761.74132094469201,null,null,null,null,null,null,null,null,null,null,null,10.926,1763.6988018433458,1739.7200967075414]
[null,10.957000000000001,1762.8725184998616,1740.8223424622638,780.32205454323719,758.98487892198841,null,null,null,null,null,null,null,null,null,null,null,10.957000000000001,1762.8725184998616,1740.8223424622638]
[null,10.975,1762.4393402587345,1741.3909971817054,779.26869409779545,757.40567918818886,null,null,null,null,null,null,null,null,null,null,null,10.975,1762.4393402587345,1741.3909971817054]
[null,10.998000000000001,1761.9350166760571,1742.0419704404487,777.93843650562656,755.41171852375658,null,null,null,null,null,null,null,null,null,null,null,10.998000000000001,1761.9350166760571,1742.0419704404487]
[null,11.036,1761.2208321556916,1742.9338031258103,775.77751566887537,752.17900205276885,null,null,null,null,null,null,null,null,null,null,null,11.036,1761.2208321556916,1742.9338031258103]
[null,11.054,1760.9334529030525,1743.2775317137521,774.76924083932931,750.67573327002503,null,null,null,null,null,null,null,null,null,null,null,11.054,1760.9334529030525,1743.2775317137521]
[null,11.085000000000001,1760.5137625412285,1743.7531478481681,773.05467898504799,748.13089731913465,null,null,null,null,null,null,null,null,null,null,null,11.085000000000001,1760.5137625412285,1743.7531478481681]
[null,11.125,1760.1098772088367,1744.1543514713965,770.88113008945538,744.93315319352814,null,null,null,null,null,null,null,null,null,null,null,11.125,1760.1098772088367,1744.1543514713965]
[null,11.162000000000001,1759.8704955522217,1744.3193116231712,768.90694094439004,742.06528617283277,null,null,null,null,null,null,null,null,null,null,null,11.162000000000001,1759.8704955522217,1744.3193116231712]
[null,11.164,1759.8611496426565,1744.3227393590371,768.80117306579712,741.91280351241505,null,null,null,null,null,null,null,null,null,null,null,11.164,1759.8611496426565,1744.3227393590371]
[null,11.211,1759.744915898965,1744.2467232208539,766.34197982301248,738.4064760090688,null,null,null,null,null,null,null,null,null,null,null,11.211,1759.744915898965,1744.2467232208539]
[null,11.248000000000001,1759.7891563650167,1743.9836564716602,764.4395618720871,735.75266476779427,null,null,null,null,null,null,null,null,null,null,null,11.248000000000001,1759.7891563650167,1743.9836564716602]
[null,11.272,1759.8794833674458,1743.7223938853951,763.22020498202824,734.08279019275562,null,null,null,null,null,null,null,null,null,null,null,11.272,1759.8794833674458,1743.7223938853951]
[null,11.290000000000001,1759.9781543544966,1743.4817121285521,762.31282966909009,732.85743035130895,null,null,null,null,null,null,null,null,null,null,null,11.290000000000001,1759.9781543544966,1743.4817121285521]
[null,11.321,1760.2085147570447,1742.981358456097,760.76372713658509,730.80213983628016,null,null,null,null,null,null,null,null,null,null,null,11.321,1760.2085147570447,1742.981358456097]
[null,11.347,1760.4589273789798,1742.4821750231899,759.47701991011229,729.13266386329667,null,null,null,null,null,null,null,null,null,null,null,11.347,1760.4589273789798,1742.4821750231899]
[null,11.369,1760.7102435142112,1742.0064102362753,758.39667514698635,727.75910964265768,null,null,null,null,null,null,null,null,null,null,null,11.369,1760.7102435142112,1742.0064102362753]
[null,11.4,1761.1236043099898,1741.2582863674008,756.88666354823488,725.88489527404738,null,null,null,null,null,null,null,null,null,null,null,11.4,1761.1236043099898,1741.2582863674008]
[null,11.447000000000001,1761.8764115910858,1739.9662248496984,754.62259761343785,723.18081101060977,null,null,null,null,null,null,null,null,null,null,null,11.447000000000001,1761.8764115910858,1739.9662248496984]
[null,11.47,1762.2974558133419,1739.2717953475583,753.52486924391701,721.91806508131026,null,null,null,null,null,null,null,null,null,null,null,11.47,1762.2974558133419,1739.2717953475583]
[null,11.495000000000001,1762.7924170233389,1738.4758297766016,752.33870805639128,720.59059806290088,null,null,null,null,null,null,null,null,null,null,null,11.495000000000001,1762.7924170233389,1738.4758297766016]
[null,11.526,1763.4577826707091,1737.435670571467,750.87735035650428,719.00954845073056,null,null,null,null,null,null,null,null,null,null,null,11.526,1763.4577826707091,1737.435670571467]
[null,11.557,1764.1774039039924,1736.3445562329446,749.42570808416565,717.50003509882799,null,null,null,null,null,null,null,null,null,null,null,11.557,1764.1774039039924,1736.3445562329446]
[null,11.575000000000001,1764.6189216606933,1735.6910036037141,748.58696378001036,716.65611342552495,null,null,null,null,null,null,null,null,null,null,null,11.575000000000001,1764.6189216606933,1735.6910036037141]
[null,11.599,1765.2333858609393,1734.8003041641305,747.47306491548636,715.56776401247328,null,null,null,null,null,null,null,null,null,null,null,11.599,1765.2333858609393,1734.8003041641305]
[null,11.636000000000001,1766.235284693922,1733.3926445598997,745.76500852311847,713.97144832492211,null,null,null,null,null,null,null,null,null,null,null,11.636000000000001,1766.235284693922,1733.3926445598997]
[null,11.654,1766.7452797834599,1732.696542772107,744.93780566338603,713.23011670163339,null,null,null,null,null,null,null,null,null,null,null,11.654,1766.7452797834599,1732.696542772107]
[null,11.685,1767.6559808285333,1731.486798013631,743.5184625910191,712.00647092347947,null,null,null,null,null,null,null,null,null,null,null,11.685,1767.6559808285333,1731.486798013631]
[null,11.726000000000001,1768.9187601367769,1729.8786848795762,741.65067292913579,710.48893943545352,null,null,null,null,null,null,null,null,null,null,null,11.726000000000001,1768.9187601367769,1729.8786848795762]
[null,11.762,1770.0771166163693,1728.4736957258176,740.01860169319355,709.24819658427577,null,null,null,null,null,null,null,null,null,null,null,11.762,1770.0771166163693,1728.4736957258176]
[null,11.793000000000001,1771.1078891490267,1727.2799650655359,738.61855061165738,708.24602025606953,null,null,null,null,null,null,null,null,null,null,null,11.793000000000001,1771.1078891490267,1727.2799650655359]
[null,11.811,1771.7192687511354,1726.5972622196055,737.80770373980852,707.69133362691059,null,null,null,null,null,null,null,null,null,null,null,11.811,1771.7192687511354,1726.5972622196055]
[null,11.849,1773.037890052826,1725.1898734777471,736.10054150719986,706.58359203246641,null,null,null,null,null,null,null,null,null,null,null,11.849,1773.037890052826,1725.1898734777471]
[null,11.859,1773.3906685585284,1724.8286144173587,735.65226790834754,706.30591512530566,null,null,null,null,null,null,null,null,null,null,null,11.859,1773.3906685585284,1724.8286144173587]
[null,11.89,1774.4979149813373,1723.7373835495741,734.26503012617468,705.48029823251238,null,null,null,null,null,null,null,null,null,null,null,11.89,1774.4979149813373,1723.7373835495741]
[null,11.920999999999999,1775.6235302500218,1722.6956406953059,732.88121255064777,704.70578349403502,null,null,null,null,null,null,null,null,null,null,null,11.920999999999999,1775.6235302500218,1722.6956406953059]
[null,11.948,1776.6166392594268,1721.8346558872577,731.67853742275383,704.07064298749344,null,null,null,null,null,null,null,null,null,null,null,11.948,1776.6166392594268,1721.8346558872577]
[null,11.968999999999999,1777.3960000052384,1721.1981591528181,730.74468802461331,703.60072134357949,null,null,null,null,null,null,null,null,null,null,null,{"$f":"B11978","v":11.968999999999999},{"$f":"C11978","v":1777.3960000052384},{"$f":"D11978","v":1721.1981591528181}]
[null,12,1778.5556180390051,1720.3167318565768,729.36851547645347,702.94336357654379,null,null,null,null,null,null,null,null,null,null,null,12,1778.5556180390051,1720.3167318565768]
[null,12.047000000000001,1780.3290329253089,1719.1266107966949,727.28713465327189,702.02296180351539,null,null,null,null,null,null,null,null,null,null,null,12.047000000000001,1780.3290329253089,1719.1266107966949]
[null,12.071,1781.2391465842736,1718.5932073583685,726.22654703937417,701.58524937868481,null,null,null,null,null,null,null,null,null,null,null,12.071,1781.2391465842736,1718.5932073583685]
[null,12.095000000000001,1782.1507579274269,1718.1138077082362,725.16742725499853,701.16732069038164,null,null,null,null,null,null,null,null,null,null,null,12.095000000000001,1782.1507579274269,1718.1138077082362]
[null,12.125999999999999,1783.3285937537546,1717.578831490561,723.80153375136047,700.65421262034727,null,null,null,null,null,null,null,null,null,null,null,12.125999999999999,1783.3285937537546,1717.578831490561]
[null,12.157,1784.5045671828034,1717.1437802405687,722.43802991467805,700.16802754408377,null,null,null,null,null,null,null,null,null,null,null,12.157,1784.5045671828034,1717.1437802405687]
[null,12.198,1786.0530376016914,1716.7302030096239,720.63837541486373,699.56040704180964,null,null,null,null,null,null,null,null,null,null,null,12.198,1786.0530376016914,1716.7302030096239]
[null,12.205,1786.3162935223459,1716.6786771713121,720.33154274680976,699.46017206117858,null,null,null,null,null,null,null,null,null,null,null,12.205,1786.3162935223459,1716.6786771713121]
[null,12.236000000000001,1787.4770803247229,1716.5195205447676,718.97423600012962,699.02671646438262,null,null,null,null,null,null,null,null,null,null,null,12.236000000000001,1787.4770803247229,1716.5195205447676]
[null,12.282999999999999,1789.2175544329814,1716.4992602371956,716.92127992137671,698.3958436310445,null,null,null,null,null,null,null,null,null,null,null,12.282999999999999,1789.2175544329814,1716.4992602371956]
[null,12.293000000000001,1789.5842741136662,1716.5302099729201,716.48527227873262,698.26470881397427,null,null,null,null,null,null,null,null,null,null,null,12.293000000000001,1789.5842741136662,1716.5302099729201]
[null,12.331,1790.9644170531706,1716.7632257007106,714.83110421088929,697.77287158186653,null,null,null,null,null,null,null,null,null,null,null,12.331,1790.9644170531706,1716.7632257007106]
[null,12.362,1792.0728627308019,1717.0906574131793,713.48491829761497,697.37591997936443,null,null,null,null,null,null,null,null,null,null,null,12.362,1792.0728627308019,1717.0906574131793]
[null,12.393000000000001,1793.1637116306442,1717.5432625626911,712.14185451020626,696.97909642872116,null,null,null,null,null,null,null,null,null,null,null,12.393000000000001,1793.1637116306442,1717.5432625626911]
[null,12.42,1794.098160797113,1718.0403036586745,710.97478410441181,696.6309268106944,null,null,null,null,null,null,null,null,null,null,null,12.42,1794.098160797113,1718.0403036586745]
[null,12.441000000000001,1794.8141750689326,1718.4933535979135,710.06889077026233,696.35699866525169,null,null,null,null,null,null,null,null,null,null,null,12.441000000000001,1794.8141750689326,1718.4933535979135]
[null,12.459,1795.4200014452376,1718.9280135601066,709.29374176108627,696.11917358877861,null,null,null,null,null,null,null,null,null,null,null,12.459,1795.4200014452376,1718.9280135601066]
[null,12.49,1796.4454181211879,1719.7766952782847,707.96178309651293,695.70112189755434,null,null,null,null,null,null,null,null,null,null,null,12.49,1796.4454181211879,1719.7766952782847]
[null,12.543000000000001,1798.14252688239,1721.519018593681,705.69405030711084,694.95368738436184,null,null,null,null,null,null,null,null,null,null,null,12.543000000000001,1798.14252688239,1721.519018593681]
[null,12.567,1798.886386579218,1722.427422146327,704.67138440167105,694.59831198037716,null,null,null,null,null,null,null,null,null,null,null,12.567,1798.886386579218,1722.427422146327]
[null,12.598000000000001,1799.8233033513818,1723.7089445465963,703.35463020430211,694.1207425562344,null,null,null,null,null,null,null,null,null,null,null,12.598000000000001,1799.8233033513818,1723.7089445465963]
[null,12.629,1800.7323309694618,1725.1100392633127,702.04286461807726,693.61977625302757,null,null,null,null,null,null,null,null,null,null,null,12.629,1800.7323309694618,1725.1100392633127]
[null,12.641999999999999,1801.1050096162126,1725.7324674516608,701.4943247880426,693.40211158189356,null,null,null,null,null,null,null,null,null,null,null,12.641999999999999,1801.1050096162126,1725.7324674516608]
[null,12.677,1802.0826960524867,1727.5081142529202,700.02227912659373,692.79201063645337,null,null,null,null,null,null,null,null,null,null,null,12.677,1802.0826960524867,1727.5081142529202]
[null,12.695,1802.5706490159982,1728.4766760231757,699.2680565066695,692.46375580896631,null,null,null,null,null,null,null,null,null,null,null,12.695,1802.5706490159982,1728.4766760231757]
[null,12.726000000000001,1803.386852522448,1730.2299223262785,697.9738447537103,691.87380447876421,null,null,null,null,null,null,null,null,null,null,null,12.726000000000001,1803.386852522448,1730.2299223262785]
[null,12.765000000000001,1804.3694472778961,1732.5824096471927,696.35456265042137,691.08466581506548,null,null,null,null,null,null,null,null,null,null,null,12.765000000000001,1804.3694472778961,1732.5824096471927]
[null,12.774000000000001,1804.5890965198535,1733.1475597608801,695.98235435132881,690.89477468803398,null,null,null,null,null,null,null,null,null,null,null,12.774000000000001,1804.5890965198535,1733.1475597608801]
[null,12.805,1805.3250280906452,1735.1551366675797,694.70470460374929,690.21744432582045,null,null,null,null,null,null,null,null,null,null,null,12.805,1805.3250280906452,1735.1551366675797]
[null,12.852,1806.3791372020728,1738.3686449903905,692.7812070099061,689.11910789630178,null,null,null,null,null,null,null,null,null,null,null,12.852,1806.3791372020728,1738.3686449903905]
[null,12.864000000000001,1806.6362610320937,1739.2197038413433,692.29283914701773,688.82441834897293,null,null,null,null,null,null,null,null,null,null,null,12.864000000000001,1806.6362610320937,1739.2197038413433]
[null,12.913,1807.6351383921324,1742.8121109656961,690.31080663056343,687.55892197939431,null,null,null,null,null,null,null,null,null,null,null,12.913,1807.6351383921324,1742.8121109656961]
[null,12.931000000000001,1807.9814240866226,1744.1753822131204,689.58777903282453,687.06849201801913,null,null,null,null,null,null,null,null,null,null,null,12.931000000000001,1807.9814240866226,1744.1753822131204]
[null,12.962,1808.5517764863482,1746.5721572193922,688.34920764603203,686.19110915973022,null,null,null,null,null,null,null,null,null,null,null,12.962,1808.5517764863482,1746.5721572193922]
[null,12.987,1808.9877820158974,1748.5457748122903,687.35666212216472,685.45308477285835,null,null,null,null,null,null,null,null,null,null,null,12.987,1808.9877820158974,1748.5457748122903]
[null,13.01,1809.3700748721919,1750.3898603227699,686.44863966859259,684.74994065199951,null,null,null,null,null,null,null,null,null,null,null,13.01,1809.3700748721919,1750.3898603227699]
[null,13.041,1809.8569246057386,1752.9125002880669,685.23276885718815,683.7655144897891,null,null,null,null,null,null,null,null,null,null,null,13.041,1809.8569246057386,1752.9125002880669]
[null,13.088000000000001,1810.533379109909,1756.8016160178645,683.40744974789095,682.19285960271702,null,null,null,null,null,null,null,null,null,null,null,13.088000000000001,1810.533379109909,1756.8016160178645]
[null,13.114000000000001,1810.8760367567741,1758.9772395543596,682.40738511169775,681.28177464142539,null,null,null,null,null,null,null,null,null,null,null,13.114000000000001,1810.8760367567741,1758.9772395543596]
[null,13.120000000000001,1810.9519543335471,1759.481038244606,682.17760452313314,681.0674119410113,null,null,null,null,null,null,null,null,null,null,null,13.120000000000001,1810.9519543335471,1759.481038244606]
[null,13.167,1811.5062026357709,1763.4405175790625,680.39097392281519,679.33572012628463,null,null,null,null,null,null,null,null,null,null,null,13.167,1811.5062026357709,1763.4405175790625]
[null,13.198,1811.8331216079971,1766.054977249164,679.2257819111511,678.14363799546675,null,null,null,null,null,null,null,null,null,null,null,13.198,1811.8331216079971,1766.054977249164]
[null,13.229000000000001,1812.1300115022561,1768.6615974148183,678.07139601920699,676.91322519026585,null,null,null,null,null,null,null,null,null,null,null,13.229000000000001,1812.1300115022561,1768.6615974148183]
[null,13.243,1812.2544217808056,1769.8338923865276,677.55366697721797,676.34534997572155,null,null,null,null,null,null,null,null,null,null,null,13.243,1812.2544217808056,1769.8338923865276]
[null,13.277000000000001,1812.5320183469742,1772.6620058415526,676.30583376025061,674.9357017368518,null,null,null,null,null,null,null,null,null,null,null,13.277000000000001,1812.5320183469742,1772.6620058415526]
[null,13.295,1812.6651616675383,1774.1454419761519,675.65074606045778,674.17248778431951,null,null,null,null,null,null,null,null,null,null,null,13.295,1812.6651616675383,1774.1454419761519]
[null,13.326000000000001,1812.8725882377269,1776.6718454342044,674.53166263310982,672.83186785816963,null,null,null,null,null,null,null,null,null,null,null,13.326000000000001,1812.8725882377269,1776.6718454342044]
[null,13.366,1813.1005084485955,1779.8667422351343,673.10502162188948,671.05587319257904,null,null,null,null,null,null,null,null,null,null,null,13.366,1813.1005084485955,1779.8667422351343]
[null,13.403,1813.2729881749003,1782.7426566265301,671.80308933588799,669.37049379991925,null,null,null,null,null,null,null,null,null,null,null,13.403,1813.2729881749003,1782.7426566265301]
[null,13.434000000000001,1813.3902989480889,1785.0832662426508,670.72560126118526,667.92989617573414,null,null,null,null,null,null,null,null,null,null,null,13.434000000000001,1813.3902989480889,1785.0832662426508]
[null,13.452,1813.4474419078892,1786.4101788728663,670.105602058454,667.08254565524567,null,null,null,null,null,null,null,null,null,null,null,13.452,1813.4474419078892,1786.4101788728663]
[null,13.465,1813.4838361736224,1787.3527541329152,669.6604215147031,666.46596639343636,null,null,null,null,null,null,null,null,null,null,null,13.465,1813.4838361736224,1787.3527541329152]
[null,13.513,1813.5841055187977,1790.7091133925246,668.03571334804894,664.15944395476822,null,null,null,null,null,null,null,null,null,null,null,13.513,1813.5841055187977,1790.7091133925246]
[null,13.531000000000001,1813.6084122386828,1791.9137516876006,667.43423382977164,663.28383841272273,null,null,null,null,null,null,null,null,null,null,null,13.531000000000001,1813.6084122386828,1791.9137516876006]
[null,13.562000000000001,1813.6341504749985,1793.9137781361842,666.40839538154728,661.76462744960554,null,null,null,null,null,null,null,null,null,null,null,13.562000000000001,1813.6341504749985,1793.9137781361842]
[null,13.588000000000001,1813.6406810679462,1795.514420732349,665.55786990616343,660.48137676566557,null,null,null,null,null,null,null,null,null,null,null,13.588000000000001,1813.6406810679462,1795.514420732349]
[null,13.61,1813.635991929918,1796.8112379647553,664.84525398707615,659.3905241642874,null,null,null,null,null,null,null,null,null,null,null,13.61,1813.635991929918,1796.8112379647553]
[null,13.641,1813.614301033735,1798.5448306839585,663.85214518411897,657.84788567780504,null,null,null,null,null,null,null,null,null,null,null,13.641,1813.614301033735,1798.5448306839585]
[null,13.688000000000001,1813.5500753324166,1800.9531780236628,662.37118387845828,655.50331181703348,null,null,null,null,null,null,null,null,null,null,null,13.688000000000001,1813.5500753324166,1800.9531780236628]
[null,13.715,1813.4974375709958,1802.2111502741509,661.53393321848364,654.15713887486322,null,null,null,null,null,null,null,null,null,null,null,13.715,1813.4974375709958,1802.2111502741509]
[null,13.749000000000001,1813.4162510342878,1803.6596039472158,660.49366970345568,652.4668380181331,null,null,null,null,null,null,null,null,null,null,null,13.749000000000001,1813.4162510342878,1803.6596039472158]
[null,13.766999999999999,1813.3670214258887,1804.363661275323,659.94928531945686,651.57555101226183,null,null,null,null,null,null,null,null,null,null,null,13.766999999999999,1813.3670214258887,1804.363661275323]
[null,13.798,1813.2729101888524,1805.4720272345842,659.02202241082477,650.04871240565274,null,null,null,null,null,null,null,null,null,null,null,13.798,1813.2729101888524,1805.4720272345842]
[null,13.81,1813.2335146317328,1805.8651801154422,658.66657316366445,649.46103405335998,null,null,null,null,null,null,null,null,null,null,null,13.81,1813.2335146317328,1805.8651801154422]
[null,13.846,1813.1062750975495,1806.9225898958557,657.611892988107,647.71176533164271,null,null,null,null,null,null,null,null,null,null,null,13.846,1813.1062750975495,1806.9225898958557]
[null,13.877000000000001,1812.9868764561936,1807.6846706591998,656.71767985318877,646.22501021837331,null,null,null,null,null,null,null,null,null,null,null,13.877000000000001,1812.9868764561936,1807.6846706591998]
[null,13.923999999999999,1812.7911528366433,1808.5748933718621,655.38648354275233,644.01298617799239,null,null,null,null,null,null,null,null,null,null,null,13.923999999999999,1812.7911528366433,1808.5748933718621]
[null,13.937000000000001,1812.7343347399419,1808.7644046986579,655.02347434487922,643.41136565698491,null,null,null,null,null,null,null,null,null,null,null,13.937000000000001,1812.7343347399419,1808.7644046986579]
[null,13.956,1812.6495008647362,1808.9971086357386,654.4969486437617,642.54087334425117,null,null,null,null,null,null,null,null,null,null,null,13.956,1812.6495008647362,1808.9971086357386]
[null,14.003,1812.4320048524196,1809.3473680796976,653.21489926709455,640.43658886625747,null,null,null,null,null,null,null,null,null,null,null,14.003,1812.4320048524196,1809.3473680796976]
[null,14.034000000000001,1812.2840043732035,1809.4038844231602,652.38505944453027,639.09073291185814,null,null,null,null,null,null,null,null,null,null,null,14.034000000000001,1812.2840043732035,1809.4038844231602]
[null,14.064,1812.1385042278182,1809.328164303841,651.59378870356193,637.82325413465662,null,null,null,null,null,null,null,null,null,null,null,14.064,1812.1385042278182,1809.328164303841]
[null,14.082000000000001,1812.0505243611619,1809.2219593948464,651.12454697608769,637.08030243907115,null,null,null,null,null,null,null,null,null,null,null,14.082000000000001,1812.0505243611619,1809.2219593948464]
[null,14.113,1811.8984855263132,1808.9339564187583,650.32601902406611,635.83333102226379,null,null,null,null,null,null,null,null,null,null,null,14.113,1811.8984855263132,1808.9339564187583]
[null,14.131,1811.8102306207388,1808.7067161580151,649.86788818053412,635.12899954463194,null,null,null,null,null,null,null,null,null,null,null,14.131,1811.8102306207388,1808.7067161580151]
[null,14.159000000000001,1811.6735184460808,1808.2675281188308,649.16322855490671,634.06346276939496,null,null,null,null,null,null,null,null,null,null,null,14.159000000000001,1811.6735184460808,1808.2675281188308]
[null,14.192,1811.514124428523,1807.6195074581663,648.34507272359872,632.85662971796535,null,null,null,null,null,null,null,null,null,null,null,14.192,1811.514124428523,1807.6195074581663]
[null,14.239000000000001,1811.2924009066742,1806.4632653207991,647.20245963281002,631.23386875258325,null,null,null,null,null,null,null,null,null,null,null,14.239000000000001,1811.2924009066742,1806.4632653207991]
[null,14.241,1811.2831432144749,1806.4082069978574,647.15441953514835,631.16740212337822,null,null,null,null,null,null,null,null,null,null,null,14.241,1811.2831432144749,1806.4082069978574]
[null,14.286,1811.0796082223358,1805.0491240523334,646.08585643029596,629.72957718977068,null,null,null,null,null,null,null,null,null,null,null,14.286,1811.0796082223358,1805.0491240523334]
[null,14.318,1810.9412972438226,1803.9490770471127,645.34014451065843,628.77589685809107,null,null,null,null,null,null,null,null,null,null,null,14.318,1810.9412972438226,1803.9490770471127]
[null,14.349,1810.8133110207223,1802.7850770577447,644.62870955381641,627.90802603104612,null,null,null,null,null,null,null,null,null,null,null,14.349,1810.8133110207223,1802.7850770577447]
[null,14.367000000000001,1810.7419998971218,1802.0675354907398,644.22048787989002,627.42981492064484,null,null,null,null,null,null,null,null,null,null,null,14.367000000000001,1810.7419998971218,1802.0675354907398]
[null,14.409000000000001,1810.5850776666575,1800.2835143141779,643.28159918781591,626.38852780540162,null,null,null,null,null,null,null,null,null,null,null,14.409000000000001,1810.5850776666575,1800.2835143141779]
[null,14.415000000000001,1810.5638128844946,1800.0169132558042,643.14900571087458,626.24836139994306,null,null,null,null,null,null,null,null,null,null,null,14.415000000000001,1810.5638128844946,1800.0169132558042]
[null,14.446,1810.4588547000915,1798.5966835907682,642.46992986362852,625.55861952451573,null,null,null,null,null,null,null,null,null,null,null,14.446,1810.4588547000915,1798.5966835907682]
[null,14.477,1810.3625572943329,1797.1106892690391,641.80072041477661,624.92681117489155,null,null,null,null,null,null,null,null,null,null,null,14.477,1810.3625572943329,1797.1106892690391]
[null,14.508000000000001,1810.2754799724785,1795.5672921311996,641.14113918525447,624.35303143964529,null,null,null,null,null,null,null,null,null,null,null,14.508000000000001,1810.2754799724785,1795.5672921311996]
[null,14.554,1810.1643551861546,1793.1898395805385,640.17963064501623,623.60820171876253,null,null,null,null,null,null,null,null,null,null,null,14.554,1810.1643551861546,1793.1898395805385]
[null,14.585000000000001,1810.1023246240054,1791.5417025063784,639.54291104433617,623.17746569368956,null,null,null,null,null,null,null,null,null,null,null,14.585000000000001,1810.1023246240054,1791.5417025063784]
[null,14.603,1810.0712548543195,1790.5720136940961,639.17724466754942,622.95336435759953,null,null,null,null,null,null,null,null,null,null,null,14.603,1810.0712548543195,1790.5720136940961]
[null,14.631,1810.0303591479612,1789.050189928111,638.61419372178239,622.64224137067004,null,null,null,null,null,null,null,null,null,null,null,14.631,1810.0303591479612,1789.050189928111]
[null,14.651,1810.0068114336348,1787.9564839065704,638.21622108842132,622.44756643707478,null,null,null,null,null,null,null,null,null,null,null,14.651,1810.0068114336348,1787.9564839065704]
[null,14.682,1809.9798562777098,1786.2567976706327,637.60611511984462,622.19033115646153,null,null,null,null,null,null,null,null,null,null,null,14.682,1809.9798562777098,1786.2567976706327]
[null,14.713000000000001,1809.9647433759892,1784.5600437070541,637.00399434217275,621.98593606702639,null,null,null,null,null,null,null,null,null,null,null,14.713000000000001,1809.9647433759892,1784.5600437070541]
[null,14.73,1809.9615692818402,1783.6342225421674,636.67709817305354,621.89569972413085,null,null,null,null,null,null,null,null,null,null,null,14.73,1809.9615692818402,1783.6342225421674]
[null,14.761000000000001,1809.9652380835689,1781.9606614257132,636.08684355457865,621.7698117397498,null,null,null,null,null,null,null,null,null,null,null,14.761000000000001,1809.9652380835689,1781.9606614257132]
[null,14.792,1809.98126099611,1780.3140646811269,635.50393186515282,621.69217357543619,null,null,null,null,null,null,null,null,null,null,null,14.792,1809.98126099611,1780.3140646811269]
[null,14.839,1810.0293900539905,1777.8898026654456,634.63360962927641,621.66160617301,null,null,null,null,null,null,null,null,null,null,null,14.839,1810.0293900539905,1777.8898026654456]
[null,14.870000000000001,1810.076968553373,1776.3518912946643,634.06807135959457,621.69538173583328,null,null,null,null,null,null,null,null,null,null,null,14.870000000000001,1810.076968553373,1776.3518912946643]
[null,14.887,1810.1084188226387,1775.5330058339835,633.7607009442778,621.73098568327498,null,null,null,null,null,null,null,null,null,null,null,14.887,1810.1084188226387,1775.5330058339835]
[null,14.918000000000001,1810.1755386765547,1774.0901209949254,633.20508184403457,621.82524815616614,null,null,null,null,null,null,null,null,null,null,null,14.918000000000001,1810.1755386765547,1774.0901209949254]
[null,14.949,1810.2552452814482,1772.7195040783902,632.65556258856805,621.95494617474731,null,null,null,null,null,null,null,null,null,null,null,14.949,1810.2552452814482,1772.7195040783902]
[null,14.967000000000001,1810.3072762149588,1771.9600785866792,632.33919273861841,622.0453276426972,null,null,null,null,null,null,null,null,null,null,null,14.967000000000001,1810.3072762149588,1771.9600785866792]
[null,15.01,1810.4485329172428,1770.2648773451301,631.59115349388651,622.30181776068923,null,null,null,null,null,null,null,null,null,null,null,15.01,1810.4485329172428,1770.2648773451301]
[null,15.044,1810.5769602704186,1769.0537288826106,631.0070819561472,622.54057413632393,null,null,null,null,null,null,null,null,null,null,null,15.044,1810.5769602704186,1769.0537288826106]
[null,15.046000000000001,1810.5849698497811,1768.9862692554354,630.97292122605757,622.55550045696941,null,null,null,null,null,null,null,null,null,null,null,15.046000000000001,1810.5849698497811,1768.9862692554354]
[null,15.077,1810.71550914409,1767.9970412944533,630.44613649013036,622.79806583787376,null,null,null,null,null,null,null,null,null,null,null,15.077,1810.71550914409,1767.9970412944533]
[null,15.109,1810.8626927899606,1767.0917956155279,629.90753466247111,623.06796402350562,null,null,null,null,null,null,null,null,null,null,null,15.109,1810.8626927899606,1767.0917956155279]
[null,15.154,1811.0905238643629,1766.0306617944639,629.15858193656561,623.4735405422349,null,null,null,null,null,null,null,null,null,null,null,15.154,1811.0905238643629,1766.0306617944639]
[null,15.185,1811.2612564000285,1765.4515208313712,628.64809670516399,623.76544670855026,null,null,null,null,null,null,null,null,null,null,null,15.185,1811.2612564000285,1765.4515208313712]
[null,15.203000000000001,1811.3654084616662,1765.1743862382091,628.35363851552404,623.93791187492707,null,null,null,null,null,null,null,null,null,null,null,15.203000000000001,1811.3654084616662,1765.1743862382091]
[null,15.232000000000001,1811.5407638714114,1764.8218877795823,627.88213771527376,624.21815347890731,null,null,null,null,null,null,null,null,null,null,null,15.232000000000001,1811.5407638714114,1764.8218877795823]
[null,15.250999999999999,1811.6605881880168,1764.655154146888,627.57510413159423,624.40209857415834,null,null,null,null,null,null,null,null,null,null,null,15.250999999999999,1811.6605881880168,1764.655154146888]
[null,15.282,1811.8642263446009,1764.4946122314766,627.07722778491029,624.70024342341333,null,null,null,null,null,null,null,null,null,null,null,15.282,1811.8642263446009,1764.4946122314766]
[null,15.313000000000001,1812.0776119625837,1764.474853343723,626.58301099790447,624.9927059139045,null,null,null,null,null,null,null,null,null,null,null,15.313000000000001,1812.0776119625837,1764.474853343723]
[null,15.359,1812.4113306498973,1764.709799173078,625.85604564207847,625.40833917542068,null,null,null,null,null,null,null,null,null,null,null,15.359,1812.4113306498973,1764.709799173078]
[null,15.39,1812.6471152621796,1765.0484271173543,625.37021201871676,625.67085210427206,null,null,null,null,null,null,null,null,null,null,null,15.39,1812.6471152621796,1765.0484271173543]
[null,15.391999999999999,1812.6626151207242,1765.0752867556894,625.33897625851478,625.68719807400475,null,null,null,null,null,null,null,null,null,null,null,15.391999999999999,1812.6626151207242,1765.0752867556894]
[null,15.439,1813.0364307227926,1765.8816777572958,624.60856882584278,626.04713577951998,null,null,null,null,null,null,null,null,null,null,null,15.439,1813.0364307227926,1765.8816777572958]
[null,15.454000000000001,1813.159439432095,1766.2097005920905,624.37688141418187,626.15110337439933,null,null,null,null,null,null,null,null,null,null,null,15.454000000000001,1813.159439432095,1766.2097005920905]
[null,15.487,1813.4359618925798,1767.051059695445,623.86947956852225,626.35845336715636,null,null,null,null,null,null,null,null,null,null,null,15.487,1813.4359618925798,1767.051059695445]
[null,15.518000000000001,1813.7026836380301,1767.9900920098394,623.39561528007698,626.52364651280413,null,null,null,null,null,null,null,null,null,null,null,15.518000000000001,1813.7026836380301,1767.9900920098394]
[null,15.548999999999999,1813.9756296022217,1769.071052553207,622.92433124175432,626.65701971392775,null,null,null,null,null,null,null,null,null,null,null,15.548999999999999,1813.9756296022217,1769.071052553207]
[null,15.581,1814.2633638085194,1770.3328607613248,622.44043643008797,626.75820607199921,null,null,null,null,null,null,null,null,null,null,null,15.581,1814.2633638085194,1770.3328607613248]
[null,15.597,1814.4093338000221,1771.0182518123936,622.19944215363796,626.79395039805945,null,null,null,null,null,null,null,null,null,null,null,15.597,1814.4093338000221,1771.0182518123936]
[null,15.644,1814.8454015342516,1773.2354176119334,621.49504993952439,626.83758275047194,null,null,null,null,null,null,null,null,null,null,null,15.644,1814.8454015342516,1773.2354176119334]
[null,15.675000000000001,1815.1382938273348,1774.8583929426195,621.03322416408696,626.81316344395759,null,null,null,null,null,null,null,null,null,null,null,15.675000000000001,1815.1382938273348,1774.8583929426195]
[null,15.704000000000001,1815.4155315382636,1776.4867843660402,620.60310883074794,626.74971642900312,null,null,null,null,null,null,null,null,null,null,null,15.704000000000001,1815.4155315382636,1776.4867843660402]
[null,15.723000000000001,1815.5986549716961,1777.609033437016,620.32228498821371,626.68605320019174,null,null,null,null,null,null,null,null,null,null,null,15.723000000000001,1815.5986549716961,1777.609033437016]
[null,15.754,1815.8995956860222,1779.5298391004364,619.86571430701508,626.54338245852716,null,null,null,null,null,null,null,null,null,null,null,15.754,1815.8995956860222,1779.5298391004364]
[null,15.785,1816.2027551236342,1781.5560121278941,619.41109814964523,626.35118977304671,null,null,null,null,null,null,null,null,null,null,null,15.785,1816.2027551236342,1781.5560121278941]
[null,15.803000000000001,1816.3795939208469,1782.7779913448626,619.14800461074276,626.21630303105439,null,null,null,null,null,null,null,null,null,null,null,15.803000000000001,1816.3795939208469,1782.7779913448626]
[null,15.833,1816.6753171477671,1784.8839975903393,618.71091962568823,625.95269005514626,null,null,null,null,null,null,null,null,null,null,null,15.833,1816.6753171477671,1784.8839975903393]
[null,15.851000000000001,1816.8531813908107,1786.186651192721,618.44949902386259,625.77091399901008,null,null,null,null,null,null,null,null,null,null,null,15.851000000000001,1816.8531813908107,1786.186651192721]
[null,15.882,1817.1599164549589,1788.4931085745002,618.00071264817313,625.41579300889953,null,null,null,null,null,null,null,null,null,null,null,15.882,1817.1599164549589,1788.4931085745002]
[null,15.926,1817.5953163792246,1791.8884758262345,617.36680512507655,624.81938378007328,null,null,null,null,null,null,null,null,null,null,null,15.926,1817.5953163792246,1791.8884758262345]
[null,15.959,1817.9211346932843,1794.5145328488898,616.89371637652437,624.30047745715831,null,null,null,null,null,null,null,null,null,null,null,15.959,1817.9211346932843,1794.5145328488898]
[null,15.99,1818.2260577170944,1797.0320125462538,616.4511138776146,623.75709592190833,null,null,null,null,null,null,null,null,null,null,null,15.99,1818.2260577170944,1797.0320125462538]
[null,16.007999999999999,1818.4024090338214,1798.5122477616426,616.19492309903376,623.41682468310739,null,null,null,null,null,null,null,null,null,null,null,16.007999999999999,1818.4024090338214,1798.5122477616426]
[null,16.024999999999999,1818.5683893412188,1799.9204854795325,615.95350747223722,623.07885648268143,null,null,null,null,null,null,null,null,null,null,null,16.024999999999999,1818.5683893412188,1799.9204854795325]
[null,16.068999999999999,1818.9948666259893,1803.599278046918,615.33111841062646,622.13005754825531,null,null,null,null,null,null,null,null,null,null,null,16.068999999999999,1818.9948666259893,1803.599278046918]
[null,16.087,1819.1678226885938,1805.1131918983128,615.07752818645372,621.71156507473233,null,null,null,null,null,null,null,null,null,null,null,16.087,1819.1678226885938,1805.1131918983128]
[null,16.118000000000002,1819.4632995587938,1807.7243056285972,614.64219300974082,620.95041825685041,null,null,null,null,null,null,null,null,null,null,null,16.118000000000002,1819.4632995587938,1807.7243056285972]
[null,16.148,1819.7460343209361,1810.2471431267177,614.22260659988331,620.16626493089177,null,null,null,null,null,null,null,null,null,null,null,16.148,1819.7460343209361,1810.2471431267177]
[null,16.195,1820.1817843342585,1814.1681012770136,613.56867836072195,618.84730121129758,null,null,null,null,null,null,null,null,null,null,null,16.195,1820.1817843342585,1814.1681012770136]
[null,16.196999999999999,1820.2001156860465,1814.3336323714705,613.54094551912976,618.78880631053335,null,null,null,null,null,null,null,null,null,null,null,16.196999999999999,1820.2001156860465,1814.3336323714705]
[null,16.244,1820.6254994218564,1818.1793918452202,612.89146920115104,617.36111583505487,null,null,null,null,null,null,null,null,null,null,null,16.244,1820.6254994218564,1818.1793918452202]
[null,16.274999999999999,1820.9000349076844,1820.6580390328675,612.46548731758185,616.36627414178395,null,null,null,null,null,null,null,null,null,null,null,16.274999999999999,1820.9000349076844,1820.6580390328675]
[null,16.305,1821.1607927960163,1823.0012955152488,612.05510319383166,615.36608993616107,null,null,null,null,null,null,null,null,null,null,null,16.305,1821.1607927960163,1823.0012955152488]
[null,16.323,1821.3148096917228,1824.3771403257026,611.80976536231003,614.74935827255752,null,null,null,null,null,null,null,null,null,null,null,16.323,1821.3148096917228,1824.3771403257026]
[null,16.353999999999999,1821.5755863126956,1826.6869307416478,611.38883875765737,613.65995850192303,null,null,null,null,null,null,null,null,null,null,null,16.353999999999999,1821.5755863126956,1826.6869307416478]
[null,16.385000000000002,1821.8304748963592,1828.9126702072467,610.96997722927858,612.53874884093386,null,null,null,null,null,null,null,null,null,null,null,{"$f":"B16394","v":16.385000000000002},{"$f":"C16394","v":1821.8304748963592},{"$f":"D16394","v":1828.9126702072467}]
[null,16.404,1821.9836805598832,1830.2311482372527,610.71429779285734,611.83723125345011,null,null,null,null,null,null,null,null,null,null,null,16.404,1821.9836805598832,1830.2311482372527]
[null,16.433,1822.2129608931421,1832.1708950120765,610.32560916364037,610.74759476037377,null,null,null,null,null,null,null,null,null,null,null,16.433,1822.2129608931421,1832.1708950120765]
[null,16.48,1822.5724605174466,1835.1112409359839,609.69976836196668,608.93988103667982,null,null,null,null,null,null,null,null,null,null,null,16.48,1822.5724605174466,1835.1112409359839]
[null,16.510999999999999,1822.801124170687,1836.9006929872016,609.28983782934279,607.72464246568745,null,null,null,null,null,null,null,null,null,null,null,16.510999999999999,1822.801124170687,1836.9006929872016]
[null,16.527000000000001,1822.916450552251,1837.7744943815844,609.07917229555039,607.09180428398486,null,null,null,null,null,null,null,null,null,null,null,16.527000000000001,1822.916450552251,1837.7744943815844]
[null,16.559000000000001,1823.1415053157086,1839.4153368321367,608.65974276575207,605.81731575207698,null,null,null,null,null,null,null,null,null,null,null,16.559000000000001,1823.1415053157086,1839.4153368321367]
[null,16.59,1823.3523032751848,1840.8631395448626,608.25588939635827,604.57490494666183,null,null,null,null,null,null,null,null,null,null,null,16.59,1823.3523032751848,1840.8631395448626]
[null,16.608000000000001,1823.4713972185034,1841.6371725466656,608.02253284893447,603.85162783592637,null,null,null,null,null,null,null,null,null,null,null,16.608000000000001,1823.4713972185034,1841.6371725466656]
[null,16.654,1823.7645845486418,1843.3836566874347,607.43007330672538,602.00343108398908,null,null,null,null,null,null,null,null,null,null,null,16.654,1823.7645845486418,1843.3836566874347]
[null,16.669,1823.8566925650823,1843.8790317187902,607.23811534975664,601.40249352041633,null,null,null,null,null,null,null,null,null,null,null,16.669,1823.8566925650823,1843.8790317187902]
[null,16.687000000000001,1823.9649391310256,1844.4240998666944,607.0085836567938,600.68359058188753,null,null,null,null,null,null,null,null,null,null,null,16.687000000000001,1823.9649391310256,1844.4240998666944]
[null,16.718,1824.1455080162914,1845.2342747921143,606.61540330035075,599.45343651634482,null,null,null,null,null,null,null,null,null,null,null,16.718,1824.1455080162914,1845.2342747921143]
[null,16.748999999999999,1824.3186532069326,1845.8786661786946,606.2249622658677,598.23694082001339,null,null,null,null,null,null,null,null,null,null,null,16.748999999999999,1824.3186532069326,1845.8786661786946]
[null,16.795000000000002,1824.5619044733121,1846.5231627064181,605.65077305051898,596.46586527429758,null,null,null,null,null,null,null,null,null,null,null,16.795000000000002,1824.5619044733121,1846.5231627064181]
[null,16.826000000000001,1824.7166555500241,1846.7444903055673,605.26739074278225,595.30116690466537,null,null,null,null,null,null,null,null,null,null,null,16.826000000000001,1824.7166555500241,1846.7444903055673]
[null,16.844000000000001,1824.8031398998689,1846.7937028386348,605.04612796068943,594.63744049136051,null,null,null,null,null,null,null,null,null,null,null,16.844000000000001,1824.8031398998689,1846.7937028386348]
[null,16.876000000000001,1824.9508198150347,1846.7369959185121,604.65525443885963,593.4831076888687,null,null,null,null,null,null,null,null,null,null,null,16.876000000000001,1824.9508198150347,1846.7369959185121]
[null,16.905000000000001,1825.0780046892987,1846.5263572166,604.30381237479105,592.46833609482564,null,null,null,null,null,null,null,null,null,null,null,16.905000000000001,1825.0780046892987,1846.5263572166]
[null,16.923000000000002,1825.1538009789158,1846.3197744573777,604.08702851571127,591.85487188488264,null,null,null,null,null,null,null,null,null,null,null,16.923000000000002,1825.1538009789158,1846.3197744573777]
[null,16.954000000000001,1825.2787607573364,1845.8288464856998,603.71614095702125,590.83019741818293,null,null,null,null,null,null,null,null,null,null,null,16.954000000000001,1825.2787607573364,1845.8288464856998]
[null,16.975000000000001,1825.3594516846499,1845.400059557825,603.46668587999307,590.16046279071122,null,null,null,null,null,null,null,null,null,null,null,16.975000000000001,1825.3594516846499,1845.400059557825]
[null,17.001999999999999,1825.4585734462221,1844.7361668644908,603.14811118867317,589.33027573394031,null,null,null,null,null,null,null,null,null,null,null,17.001999999999999,1825.4585734462221,1844.7361668644908]
[null,17.033000000000001,1825.5660799945188,1843.8204873061275,602.78536376611794,588.42253726918227,null,null,null,null,null,null,null,null,null,null,null,17.033000000000001,1825.5660799945188,1843.8204873061275]
[null,17.080000000000002,1825.7165706390365,1842.1285733958027,602.24164922073862,587.14547650726877,null,null,null,null,null,null,null,null,null,null,null,17.080000000000002,1825.7165706390365,1842.1285733958027]
[null,17.097999999999999,1825.7703231276878,1841.3868660215742,602.03544052070947,586.68982383247567,null,null,null,null,null,null,null,null,null,null,null,17.097999999999999,1825.7703231276878,1841.3868660215742]
[null,17.141000000000002,1825.8903234468385,1839.4141438828642,601.54742389095793,585.68036489825658,null,null,null,null,null,null,null,null,null,null,null,17.141000000000002,1825.8903234468385,1839.4141438828642]
[null,17.158999999999999,1825.9371324929657,1838.5074689011508,601.34507718202576,585.29202397152903,null,null,null,null,null,null,null,null,null,null,null,17.158999999999999,1825.9371324929657,1838.5074689011508]
[null,17.190000000000001,1826.0131741978498,1836.8397111703223,600.99929883113111,584.67221447536042,null,null,null,null,null,null,null,null,null,null,null,17.190000000000001,1826.0131741978498,1836.8397111703223]
[null,17.225000000000001,1826.0923089469927,1834.8037301598206,600.61305244997288,584.04895231198452,null,null,null,null,null,null,null,null,null,null,null,17.225000000000001,1826.0923089469927,1834.8037301598206]
[null,17.238,1826.1199491072853,1834.008485820568,600.47071731841913,583.83857739227824,null,null,null,null,null,null,null,null,null,null,null,17.238,1826.1199491072853,1834.008485820568]
[null,17.269000000000002,1826.182169527724,1832.0322215946433,600.13378198888017,583.38392315273222,null,null,null,null,null,null,null,null,null,null,null,17.269000000000002,1826.182169527724,1832.0322215946433]
[null,17.315999999999999,1826.2670342344331,1828.8389419138809,599.62964479299978,582.82300175005525,null,null,null,null,null,null,null,null,null,null,null,17.315999999999999,1826.2670342344331,1828.8389419138809]
[null,17.32,1826.2737528919895,1828.5571406182141,599.58711395480179,582.78249000534754,null,null,null,null,null,null,null,null,null,null,null,17.32,1826.2737528919895,1828.5571406182141]
[null,17.347999999999999,1826.3186702855519,1826.5445801567412,599.29104838070668,582.53088708014843,null,null,null,null,null,null,null,null,null,null,null,17.347999999999999,1826.3186702855519,1826.5445801567412]
[null,17.395,1826.3861552519552,1823.0261013712375,598.80059041559116,582.23483016428156,null,null,null,null,null,null,null,null,null,null,null,17.395,1826.3861552519552,1823.0261013712375]
[null,17.426000000000002,1826.4256147646195,1820.6253026571089,598.48157298019771,582.12621594657583,null,null,null,null,null,null,null,null,null,null,null,17.426000000000002,1826.4256147646195,1820.6253026571089]
[null,17.446999999999999,1826.4502247179196,1818.9698082071941,598.26748839713173,582.09159805521961,null,null,null,null,null,null,null,null,null,null,null,17.446999999999999,1826.4502247179196,1818.9698082071941]
[null,17.474,1826.4795032837758,1816.8135686161922,597.99463929790318,582.09297938064481,null,null,null,null,null,null,null,null,null,null,null,17.474,1826.4795032837758,1816.8135686161922]
[null,17.504999999999999,1826.5100566586805,1814.3090812907824,597.68469934975155,582.15752967488072,null,null,null,null,null,null,null,null,null,null,null,17.504999999999999,1826.5100566586805,1814.3090812907824]
[null,17.523,1826.5263969366258,1812.845372511609,597.50636645909174,582.2254758388608,null,null,null,null,null,null,null,null,null,null,null,17.523,1826.5263969366258,1812.845372511609]
[null,17.57,1826.564660253342,1809.0111827382516,597.04635934403416,582.50607156207877,null,null,null,null,null,null,null,null,null,null,null,17.57,1826.564660253342,1809.0111827382516]
[null,17.600000000000001,1826.5860892472167,1806.5700963013187,596.75698784511803,582.76106427952539,null,null,null,null,null,null,null,null,null,null,null,17.600000000000001,1826.5860892472167,1806.5700963013187]
[null,17.631,1826.6060919057775,1804.0673226837544,596.46143251135857,583.08435465041384,null,null,null,null,null,null,null,null,null,null,null,17.631,1826.6060919057775,1804.0673226837544]
[null,17.661999999999999,1826.6241859654742,1801.5971564033759,596.16937725683772,583.46608879001064,null,null,null,null,null,null,null,null,null,null,null,17.661999999999999,1826.6241859654742,1801.5971564033759]
[null,17.669,1826.6280351108487,1801.0451935428514,596.10391151203328,583.56010993575421,null,null,null,null,null,null,null,null,null,null,null,17.669,1826.6280351108487,1801.0451935428514]
[null,17.71,1826.6490604752187,1797.8662657965033,595.72401604606273,584.16622658839981,null,null,null,null,null,null,null,null,null,null,null,17.71,1826.6490604752187,1797.8662657965033]
[null,17.741,1826.6634929372105,1795.5362221799182,595.44077416755999,584.68434864370886,null,null,null,null,null,null,null,null,null,null,null,17.741,1826.6634929372105,1795.5362221799182]
[null,17.759,1826.6714092668792,1794.2178148439568,595.27787736258711,585.00739369062001,null,null,null,null,null,null,null,null,null,null,null,17.759,1826.6714092668792,1794.2178148439568]
[null,17.792000000000002,1826.6852338154274,1791.8759071159902,594.9821971821334,585.63930545242761,null,null,null,null,null,null,null,null,null,null,null,17.792000000000002,1826.6852338154274,1791.8759071159902]
[null,17.806999999999999,1826.6912895451121,1790.8467010957158,594.84905603864831,585.94252918336576,null,null,null,null,null,null,null,null,null,null,null,17.806999999999999,1826.6912895451121,1790.8467010957158]
[null,17.838000000000001,1826.7035075799142,1788.7968480264101,594.57636824544966,586.59844060833325,null,null,null,null,null,null,null,null,null,null,null,17.838000000000001,1826.7035075799142,1788.7968480264101]
[null,17.869,1826.7155237575059,1786.8602575740681,594.30697844263364,587.29044362606692,null,null,null,null,null,null,null,null,null,null,null,17.869,1826.7155237575059,1786.8602575740681]
[null,17.919,1826.7350702385079,1784.0025387207163,593.87932394332211,588.47193851459383,null,null,null,null,null,null,null,null,null,null,null,17.919,1826.7350702385079,1784.0025387207163]
[null,17.946000000000002,1826.7459923755068,1782.6085398595792,593.65184941877726,589.13797084225473,null,null,null,null,null,null,null,null,null,null,null,17.946000000000002,1826.7459923755068,1782.6085398595792]
[null,17.977,1826.7590842824866,1781.1473372119688,593.39361611560469,589.9219541408952,null,null,null,null,null,null,null,null,null,null,null,17.977,1826.7590842824866,1781.1473372119688]
[null,17.995000000000001,1826.7670343118436,1780.3705595832228,593.24509882094162,590.3848684045862,null,null,null,null,null,null,null,null,null,null,null,17.995000000000001,1826.7670343118436,1780.3705595832228]
[null,18.026,1826.78146142945,1779.1618279835845,592.99173851148362,591.19211667879335,null,null,null,null,null,null,null,null,null,null,null,18.026,1826.78146142945,1779.1618279835845]
[null,18.048000000000002,1826.7923534092633,1778.406650400786,592.81376774127443,591.77043621772987,null,null,null,null,null,null,null,null,null,null,null,18.048000000000002,1826.7923534092633,1778.406650400786]
[null,18.074000000000002,1826.8060268439913,1777.6279516372063,592.60537169789609,592.45701377546106,null,null,null,null,null,null,null,null,null,null,null,18.074000000000002,1826.8060268439913,1777.6279516372063]
[null,18.105,1826.8236013698172,1776.8656436164813,592.35959396873125,593.27615992450228,null,null,null,null,null,null,null,null,null,null,null,18.105,1826.8236013698172,1776.8656436164813]
[null,18.123000000000001,1826.8345028388162,1776.5080985129398,592.21820871831858,593.75021797561624,null,null,null,null,null,null,null,null,null,null,null,18.123000000000001,1826.8345028388162,1776.5080985129398]
[null,18.170999999999999,1826.8663480572231,1775.8688587460183,591.84584062962199,595.00014027352699,null,null,null,null,null,null,null,null,null,null,null,18.170999999999999,1826.8663480572231,1775.8688587460183]
[null,18.2,1826.8877183903394,1775.7090299322717,591.62408340993943,595.73936508610791,null,null,null,null,null,null,null,null,null,null,null,18.2,1826.8877183903394,1775.7090299322717]
[null,18.231000000000002,1826.9124905049273,1775.7303725214592,591.38964419443323,596.51074583858235,null,null,null,null,null,null,null,null,null,null,null,18.231000000000002,1826.9124905049273,1775.7303725214592]
[null,18.262,1826.9393764782269,1775.9524795280524,591.15784474570887,597.2579063307877,null,null,null,null,null,null,null,null,null,null,null,18.262,1826.9393764782269,1775.9524795280524]
[null,18.27,1826.9466720579669,1776.0425675730671,591.09844662062653,597.44620284119048,null,null,null,null,null,null,null,null,null,null,null,18.27,1826.9466720579669,1776.0425675730671]
[null,18.309999999999999,1826.9854382565329,1776.6952117883145,590.80399523998881,598.35587278943945,null,null,null,null,null,null,null,null,null,null,null,18.309999999999999,1826.9854382565329,1776.6952117883145]
[null,18.341000000000001,1827.0181985775737,1777.4326103741992,590.5786461849965,599.01991584067218,null,null,null,null,null,null,null,null,null,null,null,18.341000000000001,1827.0181985775737,1777.4326103741992]
[null,18.359000000000002,1827.0383475871224,1777.953167855243,590.44891346070199,599.38710383656996,null,null,null,null,null,null,null,null,null,null,null,18.359000000000002,1827.0383475871224,1777.953167855243]
[null,18.393000000000001,1827.0787282620236,1779.1200826846812,590.20604687366961,600.04026490472518,null,null,null,null,null,null,null,null,null,null,null,18.393000000000001,1827.0787282620236,1779.1200826846812]
[null,18.436,1827.1342596036066,1780.9347394507795,589.90287248982099,600.78332438822861,null,null,null,null,null,null,null,null,null,null,null,18.436,1827.1342596036066,1780.9347394507795]
[null,18.466999999999999,1827.1774594802116,1782.4724297079078,589.68697625003358,601.25604568625818,null,null,null,null,null,null,null,null,null,null,null,18.466999999999999,1827.1774594802116,1782.4724297079078]
[null,18.469000000000001,1827.1803388809869,1782.578105714505,589.67312257022434,601.28462683668465,null,null,null,null,null,null,null,null,null,null,null,18.469000000000001,1827.1803388809869,1782.578105714505]
[null,18.52,1827.2575859326143,1785.5306781072047,589.3228511651231,601.93048650030619,null,null,null,null,null,null,null,null,null,null,null,18.52,1827.2575859326143,1785.5306781072047]
[null,18.545999999999999,1827.2998185024528,1787.2211831342402,589.14644704985449,602.19540706959481,null,null,null,null,null,null,null,null,null,null,null,18.545999999999999,1827.2998185024528,1787.2211831342402]
[null,18.564,1827.3301909484219,1788.4618239617078,589.02515212703713,602.35207203226378,null,null,null,null,null,null,null,null,null,null,null,18.564,1827.3301909484219,1788.4618239617078]
[null,18.594999999999999,1827.3846778629136,1790.7281851131293,588.81781058530362,602.56883113725905,null,null,null,null,null,null,null,null,null,null,null,18.594999999999999,1827.3846778629136,1790.7281851131293]
[null,18.615000000000002,1827.4212924880906,1792.274035480187,588.68506262667177,602.67205207878658,null,null,null,null,null,null,null,null,null,null,null,18.615000000000002,1827.4212924880906,1792.274035480187]
[null,18.643000000000001,1827.4744724872883,1794.5429618009653,588.50052533792336,602.76694261957141,null,null,null,null,null,null,null,null,null,null,null,18.643000000000001,1827.4744724872883,1794.5429618009653]
[null,18.673999999999999,1827.5359465810675,1797.1894323846457,588.29795154389194,602.80285463567179,null,null,null,null,null,null,null,null,null,null,null,18.673999999999999,1827.5359465810675,1797.1894323846457]
[null,18.705000000000002,1827.6001216276329,1799.9668598634191,588.0971457478023,602.76445207980839,null,null,null,null,null,null,null,null,null,null,null,18.705000000000002,1827.6001216276329,1799.9668598634191]
[null,18.742000000000001,1827.6802008532459,1803.4374057868065,587.85971031245845,602.61944625528849,null,null,null,null,null,null,null,null,null,null,null,18.742000000000001,1827.6802008532459,1803.4374057868065]
[null,18.782,1827.770948373204,1807.3571936089077,587.60565850166927,602.33949909405169,null,null,null,null,null,null,null,null,null,null,null,18.782,1827.770948373204,1807.3571936089077]
[null,18.8,1827.8131688103331,1809.1709191648151,587.49219872278252,602.17144075783165,null,null,null,null,null,null,null,null,null,null,null,18.8,1827.8131688103331,1809.1709191648151]
[null,18.831,1827.8878466960348,1812.356983093491,587.2980128552058,601.82061465712582,null,null,null,null,null,null,null,null,null,null,null,18.831,1827.8878466960348,1812.356983093491]
[null,18.865000000000002,1827.9725360207792,1815.9280451440704,587.08675372135576,601.34667457874025,null,null,null,null,null,null,null,null,null,null,null,18.865000000000002,1827.9725360207792,1815.9280451440704]
[null,18.879000000000001,1828.0082315959853,1817.4175974250484,587.00027271121928,601.12454315420814,null,null,null,null,null,null,null,null,null,null,null,18.879000000000001,1828.0082315959853,1817.4175974250484]
[null,18.91,1828.0889292497122,1820.7466464466074,586.80980422821096,600.57715398722576,null,null,null,null,null,null,null,null,null,null,null,18.91,1828.0889292497122,1820.7466464466074]
[null,18.940999999999999,1828.1718366519767,1824.1060002945135,586.62071040717956,599.95416936322442,null,null,null,null,null,null,null,null,null,null,null,18.940999999999999,1828.1718366519767,1824.1060002945135]
[null,18.963999999999999,1828.2347201733849,1826.6091575823498,586.48127680642824,599.44393718467234,null,null,null,null,null,null,null,null,null,null,null,18.963999999999999,1828.2347201733849,1826.6091575823498]
[null,18.989000000000001,1828.3043435867014,1829.3323028515902,586.33052827674112,598.8438644001393,null,null,null,null,null,null,null,null,null,null,null,18.989000000000001,1828.3043435867014,1829.3323028515902]
[null,19.036000000000001,1828.4386306217234,1834.4308051784753,586.04933009658419,597.59128629923021,null,null,null,null,null,null,null,null,null,null,null,19.036000000000001,1828.4386306217234,1834.4308051784753]
[null,19.067,1828.5294733536373,1837.7571791488647,585.86538248116733,596.67964351179603,null,null,null,null,null,null,null,null,null,null,null,19.067,1828.5294733536373,1837.7571791488647]
[null,19.087,1828.5889743472358,1839.8792287323975,585.7473283074421,596.05700695994597,null,null,null,null,null,null,null,null,null,null,null,19.087,1828.5889743472358,1839.8792287323975]
[null,19.115000000000002,1828.6733805548142,1842.8093655327561,585.58285057013188,595.14176272938073,null,null,null,null,null,null,null,null,null,null,null,19.115000000000002,1828.6733805548142,1842.8093655327561]
[null,19.146000000000001,1828.7682337355857,1845.9857134078075,585.40180906986348,594.07197933416046,null,null,null,null,null,null,null,null,null,null,null,19.146000000000001,1828.7682337355857,1845.9857134078075]
[null,19.164000000000001,1828.8239385389652,1847.791659201233,585.2971865947377,593.42498632580634,null,null,null,null,null,null,null,null,null,null,null,19.164000000000001,1828.8239385389652,1847.791659201233]
[null,19.213999999999999,1828.9808542676872,1852.632356447659,585.0084332313852,591.53577293765977,null,null,null,null,null,null,null,null,null,null,null,19.213999999999999,1828.9808542676872,1852.632356447659]
[null,19.225000000000001,1829.0157669629937,1853.6583128580958,584.94526709698198,591.10325295216137,null,null,null,null,null,null,null,null,null,null,null,19.225000000000001,1829.0157669629937,1853.6583128580958]
[null,19.272000000000002,1829.1663086666942,1857.8603162541008,584.67679321168828,589.19406384383592,null,null,null,null,null,null,null,null,null,null,null,19.272000000000002,1829.1663086666942,1857.8603162541008]
[null,19.274000000000001,1829.1727594771983,1858.0321454434709,584.66541895794126,589.11078025456607,null,null,null,null,null,null,null,null,null,null,null,19.274000000000001,1829.1727594771983,1858.0321454434709]
[null,19.309000000000001,1829.2861575989587,1860.9388493487088,584.46701853764944,587.62935139173499,null,null,null,null,null,null,null,null,null,null,null,19.309000000000001,1829.2861575989587,1860.9388493487088]
[null,19.350999999999999,1829.4233106267536,1864.1582736543542,584.23052911364061,585.79917224010694,null,null,null,null,null,null,null,null,null,null,null,19.350999999999999,1829.4233106267536,1864.1582736543542]
[null,19.382000000000001,1829.5251073954653,1866.3299982078211,584.05706475515774,584.41891375185162,null,null,null,null,null,null,null,null,null,null,null,19.382000000000001,1829.5251073954653,1866.3299982078211]
[null,19.400000000000002,1829.5843736789443,1867.5061748583828,583.95675967457237,583.60848686514305,null,null,null,null,null,null,null,null,null,null,null,19.400000000000002,1829.5843736789443,1867.5061748583828]
[null,19.436,1829.7031290618879,1869.6617623034758,583.75705288884797,581.97306578933842,null,null,null,null,null,null,null,null,null,null,null,19.436,1829.7031290618879,1869.6617623034758]
[null,19.461000000000002,1829.7856811442878,1870.9976840615384,583.61906731851354,580.8298231474497,null,null,null,null,null,null,null,null,null,null,null,19.461000000000002,1829.7856811442878,1870.9976840615384]
[null,19.478999999999999,1829.8451145620468,1871.8746790020475,583.52006878616055,580.00486845628291,null,null,null,null,null,null,null,null,null,null,null,19.478999999999999,1829.8451145620468,1871.8746790020475]
[null,19.510000000000002,1829.9473799344571,1873.2132219426824,583.35025391110673,578.58426908821048,null,null,null,null,null,null,null,null,null,null,null,19.510000000000002,1829.9473799344571,1873.2132219426824]
[null,19.559000000000001,1830.1085036858879,1874.8695284974085,583.08358035570177,576.35205789091037,null,null,null,null,null,null,null,null,null,null,null,19.559000000000001,1830.1085036858879,1874.8695284974085]
[null,19.587,1830.2001186347991,1875.5549113444772,582.93214579180233,575.09161840208355,null,null,null,null,null,null,null,null,null,null,null,19.587,1830.2001186347991,1875.5549113444772]
[null,19.588999999999999,1830.2066464970774,1875.5964553721551,582.92135534937358,575.00216674139062,null,null,null,null,null,null,null,null,null,null,null,19.588999999999999,1830.2066464970774,1875.5964553721551]
[null,19.635999999999999,1830.359311229899,1876.2838516847708,582.66878653112133,572.92823422694335,null,null,null,null,null,null,null,null,null,null,null,19.635999999999999,1830.359311229899,1876.2838516847708]
[null,19.667000000000002,1830.4590963365072,1876.4301685770515,582.50325326164864,571.59632490810543,null,null,null,null,null,null,null,null,null,null,null,19.667000000000002,1830.4590963365072,1876.4301685770515]
[null,19.687999999999999,1830.5262104713613,1876.3890607633757,582.39159367596551,570.71386898840467,null,null,null,null,null,null,null,null,null,null,null,19.687999999999999,1830.5262104713613,1876.3890607633757]
[null,19.715,1830.6118618690048,1876.1689833854232,582.24859654512113,569.60608532654214,null,null,null,null,null,null,null,null,null,null,null,19.715,1830.6118618690048,1876.1689833854232]
[null,19.745999999999999,1830.7092283733605,1875.6840059787114,582.08520039073846,568.37585125533747,null,null,null,null,null,null,null,null,null,null,null,19.745999999999999,1830.7092283733605,1875.6840059787114]
[null,19.763999999999999,1830.7652454184915,1875.288656594741,581.99071180748138,567.68402990800166,null,null,null,null,null,null,null,null,null,null,null,19.763999999999999,1830.7652454184915,1875.288656594741]
[null,19.815000000000001,1830.9216883907518,1873.7180920550798,581.72454534645522,565.82416878511197,null,null,null,null,null,null,null,null,null,null,null,19.815000000000001,1830.9216883907518,1873.7180920550798]
[null,19.824999999999999,1830.9519428425513,1873.3328136625155,581.6726262240262,565.47826478915488,null,null,null,null,null,null,null,null,null,null,null,19.824999999999999,1830.9519428425513,1873.3328136625155]
[null,19.872,1831.0921385172012,1871.188853748293,581.42980463907224,563.94292432824625,null,null,null,null,null,null,null,null,null,null,null,19.872,1831.0921385172012,1871.188853748293]
[null,19.902999999999999,1831.1826969909689,1869.4803527776844,581.27073667151603,563.01735891752571,null,null,null,null,null,null,null,null,null,null,null,19.902999999999999,1831.1826969909689,1869.4803527776844]
[null,19.91,1831.2029247356879,1869.0629565070058,581.23493920770761,562.81850046520208,null,null,null,null,null,null,null,null,null,null,null,19.91,1831.2029247356879,1869.0629565070058]
[null,19.951000000000001,1831.3196979659133,1866.3907454490864,581.02617273405178,561.73234969494217,null,null,null,null,null,null,null,null,null,null,null,19.951000000000001,1831.3196979659133,1866.3907454490864]
[null,19.981999999999999,1831.4059845151999,1864.1205211955632,580.86936083855585,561.00401304362958,null,null,null,null,null,null,null,null,null,null,null,19.981999999999999,1831.4059845151999,1864.1205211955632]
[null,20,1831.4552628740134,1862.7076973760556,580.7787230000431,560.61939448608302,null,null,null,null,null,null,null,null,null,null,null,20,1831.4552628740134,1862.7076973760556]
[null,20.036999999999999,1831.5545945146011,1859.5952647964177,580.59337907450231,559.92024286439062,null,null,null,null,null,null,null,null,null,null,null,20.036999999999999,1831.5545945146011,1859.5952647964177]
[null,20.061,1831.617575700509,1857.433761581842,580.47385972172822,559.53437484276083,null,null,null,null,null,null,null,null,null,null,null,20.061,1831.617575700509,1857.433761581842]
[null,20.079000000000001,1831.6640445918943,1855.7429691349334,580.38458785254022,559.28075034070173,null,null,null,null,null,null,null,null,null,null,null,20.079000000000001,1831.6640445918943,1855.7429691349334]
[null,20.11,1831.7425028007237,1852.6989983274293,580.23158869803626,558.91719285960278,null,null,null,null,null,null,null,null,null,null,null,20.11,1831.7425028007237,1852.6989983274293]
[null,20.135999999999999,1831.8067456146898,1850.0255484118029,580.10400385414937,558.68488278198959,null,null,null,null,null,null,null,null,null,null,null,20.135999999999999,1831.8067456146898,1850.0255484118029]
[null,20.187000000000001,1831.9285335682025,1844.4963936152337,579.85572704562423,558.42496497372156,null,null,null,null,null,null,null,null,null,null,null,20.187000000000001,1831.9285335682025,1844.4963936152337]
[null,20.218,1831.9997768986675,1840.9744067343931,579.70612079148475,558.39512429186152,null,null,null,null,null,null,null,null,null,null,null,20.218,1831.9997768986675,1840.9744067343931]
[null,20.236000000000001,1832.040165171783,1838.8813576296131,579.61971322883142,558.42249527096442,null,null,null,null,null,null,null,null,null,null,null,20.236000000000001,1832.040165171783,1838.8813576296131]
[null,20.259,1832.0907183894087,1836.161875078802,579.50980148069391,558.50526785261457,null,null,null,null,null,null,null,null,null,null,null,20.259,1832.0907183894087,1836.161875078802]
[null,20.297000000000001,1832.1716352727988,1831.575685963639,579.32944688715054,558.75912594288877,null,null,null,null,null,null,null,null,null,null,null,20.297000000000001,1832.1716352727988,1831.575685963639]
[null,20.315000000000001,1832.2088266873325,1829.3705986881223,579.24456085958752,558.92996758211154,null,null,null,null,null,null,null,null,null,null,null,20.315000000000001,1832.2088266873325,1829.3705986881223]
[null,20.346,1832.2711605414611,1825.5369685144369,579.09920028916304,559.29958577808384,null,null,null,null,null,null,null,null,null,null,null,20.346,1832.2711605414611,1825.5369685144369]
[null,20.385999999999999,1832.3483803306001,1820.549003283641,578.91321392635291,559.91517647863407,null,null,null,null,null,null,null,null,null,null,null,20.385999999999999,1832.3483803306001,1820.549003283641]
[null,20.394000000000002,1832.363390994632,1819.5489714445748,578.87623207913509,560.05670803511089,null,null,null,null,null,null,null,null,null,null,null,20.394000000000002,1832.363390994632,1819.5489714445748]
[null,20.425000000000001,1832.4201984253757,1815.6762025556652,578.73361303192576,560.66184564714274,null,null,null,null,null,null,null,null,null,null,null,20.425000000000001,1832.4201984253757,1815.6762025556652]
[null,20.472000000000001,1832.5022323004303,1809.8451015263131,578.51948678467977,561.74625839386772,null,null,null,null,null,null,null,null,null,null,null,20.472000000000001,1832.5022323004303,1809.8451015263131]
[null,20.481000000000002,1832.5173828631921,1808.7387325757068,578.47877617508971,561.97608724946178,null,null,null,null,null,null,null,null,null,null,null,{"$f":"B20490","v":20.481000000000002},{"$f":"C20490","v":1832.5173828631921},{"$f":"D20490","v":1808.7387325757068}]
[null,20.533000000000001,1832.601454926431,1802.4470595177243,578.2454230801477,563.43657061072179,null,null,null,null,null,null,null,null,null,null,null,20.533000000000001,1832.601454926431,1802.4470595177243]
[null,20.551000000000002,1832.6291971800676,1800.3196602069454,578.16539408743836,563.99252619504637,null,null,null,null,null,null,null,null,null,null,null,20.551000000000002,1832.6291971800676,1800.3196602069454]
[null,20.582000000000001,1832.6753655116945,1796.7326938068425,578.02847699276424,565.00698108267943,null,null,null,null,null,null,null,null,null,null,null,20.582000000000001,1832.6753655116945,1796.7326938068425]
[null,20.608000000000001,1832.7125404919839,1793.8107154647687,577.91453857345959,565.91041414435563,null,null,null,null,null,null,null,null,null,null,null,20.608000000000001,1832.7125404919839,1793.8107154647687]
[null,20.63,1832.7429135637342,1791.4083138485332,577.81877196482662,566.70996210189298,null,null,null,null,null,null,null,null,null,null,null,20.63,1832.7429135637342,1791.4083138485332]
[null,20.661000000000001,1832.7840604972187,1788.144943350145,577.68483543198261,567.88729686051784,null,null,null,null,null,null,null,null,null,null,null,20.661000000000001,1832.7840604972187,1788.144943350145]
[null,20.708000000000002,1832.8428610051358,1783.5043019475968,577.48403673946916,569.77366802907352,null,null,null,null,null,null,null,null,null,null,null,20.708000000000002,1832.8428610051358,1783.5043019475968]
[null,20.731000000000002,1832.8701102123478,1781.3832613051907,577.38677649804481,570.73582854802555,null,null,null,null,null,null,null,null,null,null,null,20.731000000000002,1832.8701102123478,1781.3832613051907]
[null,20.756,1832.8986279747364,1779.1996296772022,577.28181120995862,571.80673460768639,null,null,null,null,null,null,null,null,null,null,null,20.756,1832.8986279747364,1779.1996296772022]
[null,20.786999999999999,1832.9324432182009,1776.6797587219783,577.15274783241273,573.16590921074078,null,null,null,null,null,null,null,null,null,null,null,20.786999999999999,1832.9324432182009,1776.6797587219783]
[null,20.818000000000001,1832.9646043927312,1774.3812285296333,577.02490077737411,574.55336809594758,null,null,null,null,null,null,null,null,null,null,null,20.818000000000001,1832.9646043927312,1774.3812285296333]
[null,20.830000000000002,1832.9766236286305,1773.5537982228263,576.97573926376583,575.09656703588371,null,null,null,null,null,null,null,null,null,null,null,20.830000000000002,1832.9766236286305,1773.5537982228263]
[null,20.866,1833.0112916240553,1771.2899211932765,576.82935543573183,576.74126348361108,null,null,null,null,null,null,null,null,null,null,null,20.866,1833.0112916240553,1771.2899211932765]
[null,20.897000000000002,1833.0395375791763,1769.6138110073293,576.70462905808097,578.16908849920412,null,null,null,null,null,null,null,null,null,null,null,20.897000000000002,1833.0395375791763,1769.6138110073293]
[null,20.914999999999999,1833.0552856627762,1768.7612397808837,576.63277175298322,579.00000847343631,null,null,null,null,null,null,null,null,null,null,null,20.914999999999999,1833.0552856627762,1768.7612397808837]
[null,20.952999999999999,1833.0870317583838,1767.2625957855678,576.48243692194649,580.75104874236081,null,null,null,null,null,null,null,null,null,null,null,20.952999999999999,1833.0870317583838,1767.2625957855678]
[null,20.992000000000001,1833.117615119467,1766.1632416976299,576.33007226475593,582.53195332934547,null,null,null,null,null,null,null,null,null,null,null,20.992000000000001,1833.117615119467,1766.1632416976299]
[null,21.023,1833.1405801843746,1765.615944708215,576.21035393819875,583.92611115059583,null,null,null,null,null,null,null,null,null,null,null,21.023,1833.1405801843746,1765.615944708215]
[null,21.054000000000002,1833.1624375957513,1765.3641640800533,576.09186742038617,585.29326687599848,null,null,null,null,null,null,null,null,null,null,null,21.054000000000002,1833.1624375957513,1765.3641640800533]
[null,21.080000000000002,1833.1799722273011,1765.3840690262896,575.9934399554968,586.41375176267547,null,null,null,null,null,null,null,null,null,null,null,21.080000000000002,1833.1799722273011,1765.3840690262896]
[null,21.102,1833.1942775549044,1765.5670442718874,575.91082955591264,587.33983549350739,null,null,null,null,null,null,null,null,null,null,null,21.102,1833.1942775549044,1765.5670442718874]
[null,21.12,1833.2056402945425,1765.830572451307,575.84369806401742,588.08062967028707,null,null,null,null,null,null,null,null,null,null,null,21.12,1833.2056402945425,1765.830572451307]
[null,21.151,1833.2245362217327,1766.5251275054272,575.72904808490864,589.31653026928484,null,null,null,null,null,null,null,null,null,null,null,21.151,1833.2245362217327,1766.5251275054272]
[null,21.182000000000002,1833.2426480017903,1767.5240317376229,575.61561515277401,590.4960220764184,null,null,null,null,null,null,null,null,null,null,null,21.182000000000002,1833.2426480017903,1767.5240317376229]
[null,21.209,1833.2578451100683,1768.6408497114264,575.51780569926541,591.47214718057739,null,null,null,null,null,null,null,null,null,null,null,21.209,1833.2578451100683,1768.6408497114264]
[null,21.23,1833.2693280861936,1769.6671009792965,575.44236395245446,592.19553143363305,null,null,null,null,null,null,null,null,null,null,null,21.23,1833.2693280861936,1769.6671009792965]
[null,21.260999999999999,1833.2857955531972,1771.431181969177,575.33200330060083,593.20165137822926,null,null,null,null,null,null,null,null,null,null,null,21.260999999999999,1833.2857955531972,1771.431181969177]
[null,21.308,1833.309818594365,1774.6610156887441,575.16695235045677,594.57462689317799,null,null,null,null,null,null,null,null,null,null,null,21.308,1833.309818594365,1774.6610156887441]
[null,21.332000000000001,1833.3217207401735,1776.5615636702114,575.0837170892745,595.19942280815201,null,null,null,null,null,null,null,null,null,null,null,21.332000000000001,1833.3217207401735,1776.5615636702114]
[null,21.356000000000002,1833.3334218373684,1778.6268032811188,575.00118280635786,595.76943201204483,null,null,null,null,null,null,null,null,null,null,null,21.356000000000002,1833.3334218373684,1778.6268032811188]
[null,21.387,1833.3482933207524,1781.5307038878684,574.89560521395322,596.42096081523766,null,null,null,null,null,null,null,null,null,null,null,21.387,1833.3482933207524,1781.5307038878684]
[null,21.417999999999999,1833.3629578423231,1784.6907149959013,574.79117699743335,596.97283839536749,null,null,null,null,null,null,null,null,null,null,null,21.417999999999999,1833.3629578423231,1784.6907149959013]
[null,21.431000000000001,1833.3690627658125,1786.0891814407948,574.74772363378861,597.17362472461537,null,null,null,null,null,null,null,null,null,null,null,21.431000000000001,1833.3690627658125,1786.0891814407948]
[null,21.466000000000001,1833.3854187324418,1790.0596848577375,574.63172021218691,597.62143362477252,null,null,null,null,null,null,null,null,null,null,null,21.466000000000001,1833.3854187324418,1790.0596848577375]
[null,21.497,1833.3998679892122,1793.8135225373007,574.5301633802236,597.90210556649117,null,null,null,null,null,null,null,null,null,null,null,21.497,1833.3998679892122,1793.8135225373007]
[null,21.544,1833.4218574487788,1799.8934317870126,574.3782877311977,598.11340345320025,null,null,null,null,null,null,null,null,null,null,null,21.544,1833.4218574487788,1799.8934317870126]
[null,21.554000000000002,1833.4265663545402,1801.2427470545408,574.34629574563928,598.1244104462686,null,null,null,null,null,null,null,null,null,null,null,21.554000000000002,1833.4265663545402,1801.2427470545408]
[null,21.591999999999999,1833.4446150392739,1806.5311410869244,574.22574159638623,598.05590817149653,null,null,null,null,null,null,null,null,null,null,null,21.591999999999999,1833.4446150392739,1806.5311410869244]
[null,21.623000000000001,1833.4595744952876,1811.0163351360357,574.12857044321981,597.86951710021231,null,null,null,null,null,null,null,null,null,null,null,21.623000000000001,1833.4595744952876,1811.0163351360357]
[null,21.654,1833.4748043384434,1815.6340242731749,574.03243802021109,597.56510697255453,null,null,null,null,null,null,null,null,null,null,null,21.654,1833.4748043384434,1815.6340242731749]
[null,21.681000000000001,1833.4883296949868,1819.7478433625888,573.94954293992771,597.2037201336417,null,null,null,null,null,null,null,null,null,null,null,21.681000000000001,1833.4883296949868,1819.7478433625888]
[null,21.702000000000002,1833.4990390957178,1822.9972403249417,573.885597579923,596.86085325037993,null,null,null,null,null,null,null,null,null,null,null,21.702000000000002,1833.4990390957178,1822.9972403249417]
[null,21.72,1833.5083628170623,1825.8114673935895,573.83115084115911,596.5241505035998,null,null,null,null,null,null,null,null,null,null,null,21.72,1833.5083628170623,1825.8114673935895]
[null,21.751000000000001,1833.5247588698005,1830.7078237233875,573.73815753500389,595.85238362405198,null,null,null,null,null,null,null,null,null,null,null,21.751000000000001,1833.5247588698005,1830.7078237233875]
[null,21.776,1833.5383178819939,1834.6891700218712,573.66386772080341,595.22693727043111,null,null,null,null,null,null,null,null,null,null,null,21.776,1833.5383178819939,1834.6891700218712]
[null,21.827999999999999,1833.5675766853708,1843.0082308779472,573.51131612386246,593.69216992158033,null,null,null,null,null,null,null,null,null,null,null,21.827999999999999,1833.5675766853708,1843.0082308779472]
[null,21.859000000000002,1833.5857528707661,1847.9557490675988,573.42160963191361,592.63148650743869,null,null,null,null,null,null,null,null,null,null,null,21.859000000000002,1833.5857528707661,1847.9557490675988]
[null,21.861000000000001,1833.5869453574383,1848.2739003231577,573.41585327463031,592.55942443466608,null,null,null,null,null,null,null,null,null,null,null,21.861000000000001,1833.5869453574383,1848.2739003231577]
[null,21.902999999999999,1833.6125653154804,1854.9075554677618,573.2958274916017,590.9475354864602,null,null,null,null,null,null,null,null,null,null,null,21.902999999999999,1833.6125653154804,1854.9075554677618]
[null,21.937999999999999,1833.634788918743,1860.3381998457648,573.19703413375646,589.46581511804425,null,null,null,null,null,null,null,null,null,null,null,21.937999999999999,1833.634788918743,1860.3381998457648]
[null,21.956,1833.6465393933504,1863.0847055084391,573.14665116793492,588.65722462979932,null,null,null,null,null,null,null,null,null,null,null,21.956,1833.6465393933504,1863.0847055084391]
[null,21.987000000000002,1833.6673021549209,1867.7242912983872,573.06054360454971,587.19433652337784,null,null,null,null,null,null,null,null,null,null,null,21.987000000000002,1833.6673021549209,1867.7242912983872]
[null,22.026,1833.6943908653263,1873.3676442236708,572.95338074011534,585.23539472820437,null,null,null,null,null,null,null,null,null,null,null,22.026,1833.6943908653263,1873.3676442236708]
[null,22.035,1833.7007980028943,1874.6350051823456,572.92883170902053,584.76575660141634,null,null,null,null,null,null,null,null,null,null,null,22.035,1833.7007980028943,1874.6350051823456]
[null,22.065999999999999,1833.7233208264895,1878.887873717362,572.84478263316828,583.10127615227577,null,null,null,null,null,null,null,null,null,null,null,22.065999999999999,1833.7233208264895,1878.887873717362]
[null,22.097000000000001,1833.7465536551256,1882.9498619665615,572.7615075740058,581.36950341891827,null,null,null,null,null,null,null,null,null,null,null,22.097000000000001,1833.7465536551256,1882.9498619665615]
[null,22.125,1833.7681535258764,1886.4371548047011,572.68694101389178,579.7535224387226,null,null,null,null,null,null,null,null,null,null,null,22.125,1833.7681535258764,1886.4371548047011]
[null,22.173999999999999,1833.8073648333,1892.079187586339,572.55789075386372,576.82472257489553,null,null,null,null,null,null,null,null,null,null,null,22.173999999999999,1833.8073648333,1892.079187586339]
[null,22.192,1833.822219888398,1893.9921767408155,572.51093341553985,575.72173071314239,null,null,null,null,null,null,null,null,null,null,null,22.192,1833.822219888398,1893.9921767408155]
[null,22.222999999999999,1833.8483686348568,1897.070603660296,572.4306127213282,573.79489538581686,null,null,null,null,null,null,null,null,null,null,null,22.222999999999999,1833.8483686348568,1897.070603660296]
[null,22.248000000000001,1833.8699734301138,1899.3440737310625,572.36633479255727,572.22084169478615,null,null,null,null,null,null,null,null,null,null,null,22.248000000000001,1833.8699734301138,1899.3440737310625]
[null,22.271000000000001,1833.8902534348533,1901.2628752505125,572.30758229484502,570.76106971197282,null,null,null,null,null,null,null,null,null,null,null,22.271000000000001,1833.8902534348533,1901.2628752505125]
[null,22.302,1833.9181911899252,1903.5759808510795,572.22896239917145,568.78246380705775,null,null,null,null,null,null,null,null,null,null,null,22.302,1833.9181911899252,1903.5759808510795]
[null,22.349,1833.9618424549517,1906.4566467319823,572.1109739332901,565.77704959133416,null,null,null,null,null,null,null,null,null,null,null,22.349,1833.9618424549517,1906.4566467319823]
[null,22.375,1833.9866419187297,1907.7125426701525,572.04631167388743,564.12166376695552,null,null,null,null,null,null,null,null,null,null,null,22.375,1833.9866419187297,1907.7125426701525]
[null,22.381,1833.9924292550193,1907.967289879844,572.03144974731561,563.74115783620402,null,null,null,null,null,null,null,null,null,null,null,22.381,1833.9924292550193,1907.967289879844]
[null,22.428000000000001,1834.0385757283971,1909.4976084335105,571.91579426094916,560.79020709923532,null,null,null,null,null,null,null,null,null,null,null,22.428000000000001,1834.0385757283971,1909.4976084335105]
[null,22.459,1834.0697753544923,1910.0465785433573,571.8402341335368,558.88308591153202,null,null,null,null,null,null,null,null,null,null,null,22.459,1834.0697753544923,1910.0465785433573]
[null,22.47,1834.080986268805,1910.151918710081,571.8135572544453,558.21596871720919,null,null,null,null,null,null,null,null,null,null,null,22.47,1834.080986268805,1910.151918710081]
[null,22.507000000000001,1834.1192133840075,1910.1586446669012,571.72433279746519,556.01604842367431,null,null,null,null,null,null,null,null,null,null,null,22.507000000000001,1834.1192133840075,1910.1586446669012]
[null,22.538,1834.1518296951847,1909.7487379169681,571.6501658728348,554.23343581898416,null,null,null,null,null,null,null,null,null,null,null,22.538,1834.1518296951847,1909.7487379169681]
[null,22.556000000000001,1834.1710017473663,1909.3361046081691,571.60734182133854,553.22743994818848,null,null,null,null,null,null,null,null,null,null,null,22.556000000000001,1834.1710017473663,1909.3361046081691]
[null,22.597000000000001,1834.2152738617106,1907.917369056526,571.51044239249131,551.0261674072334,null,null,null,null,null,null,null,null,null,null,null,22.597000000000001,1834.2152738617106,1907.917369056526]
[null,22.617000000000001,1834.2371562518335,1906.9847063847931,571.46349263040872,550.00234594574806,null,null,null,null,null,null,null,null,null,null,null,22.617000000000001,1834.2371562518335,1906.9847063847931]
[null,22.664000000000001,1834.289253902713,1904.1786742876418,571.35395974143671,547.74063747110267,null,null,null,null,null,null,null,null,null,null,null,22.664000000000001,1834.289253902713,1904.1786742876418]
[null,22.666,1834.2914904697097,1904.0403473908057,571.34932320899065,547.6491773083726,null,null,null,null,null,null,null,null,null,null,null,22.666,1834.2914904697097,1904.0403473908057]
[null,22.696000000000002,1834.3252161077855,1901.7829056564469,571.28001007625255,546.32728566278467,null,null,null,null,null,null,null,null,null,null,null,22.696000000000002,1834.3252161077855,1901.7829056564469]
[null,22.743000000000002,1834.3786613094699,1897.5716709701903,571.17228858641067,544.4561012493117,null,null,null,null,null,null,null,null,null,null,null,22.743000000000002,1834.3786613094699,1897.5716709701903]
[null,22.774000000000001,1834.4142635054154,1894.3580415382251,571.10180483892793,543.36509432365199,null,null,null,null,null,null,null,null,null,null,null,22.774000000000001,1834.4142635054154,1894.3580415382251]
[null,22.792000000000002,1834.4350455031397,1892.3386419526946,571.06108119508031,542.78674871863223,null,null,null,null,null,null,null,null,null,null,null,22.792000000000002,1834.4350455031397,1892.3386419526946]
[null,22.823,1834.4709990317886,1888.6058284323785,570.99128890682687,541.88950623880453,null,null,null,null,null,null,null,null,null,null,null,22.823,1834.4709990317886,1888.6058284323785]
[null,22.849,1834.5012872770014,1885.2357031344452,570.93308306623283,541.23658607890468,null,null,null,null,null,null,null,null,null,null,null,{"$f":"B22858","v":22.849},{"$f":"C22858","v":1834.5012872770014},{"$f":"D22858","v":1885.2357031344452}]
[null,22.871000000000002,1834.5269923832589,1882.2211193553533,570.88406339133087,540.75729557911211,null,null,null,null,null,null,null,null,null,null,null,22.871000000000002,1834.5269923832589,1882.2211193553533]
[null,22.902000000000001,1834.56330319421,1877.7326763732838,570.81534528643226,540.19884356295995,null,null,null,null,null,null,null,null,null,null,null,22.902000000000001,1834.56330319421,1877.7326763732838]
[null,22.949000000000002,1834.6184731782951,1870.4302932323137,570.71193919653444,539.62035965888833,null,null,null,null,null,null,null,null,null,null,null,22.949000000000002,1834.6184731782951,1870.4302932323137]
[null,22.975999999999999,1834.6501836685345,1865.9886320773867,570.65295384758963,539.43764217995567,null,null,null,null,null,null,null,null,null,null,null,22.975999999999999,1834.6501836685345,1865.9886320773867]
[null,23.01,1834.6900828881141,1860.1672857410731,570.57910377803512,539.36558347526045,null,null,null,null,null,null,null,null,null,null,null,23.01,1834.6900828881141,1860.1672857410731]
[null,23.028000000000002,1834.7111748636014,1856.9921775486812,570.54019790614211,539.39937243330382,null,null,null,null,null,null,null,null,null,null,null,23.028000000000002,1834.7111748636014,1856.9921775486812]
[null,23.059000000000001,1834.7474215715765,1851.389987370834,570.47350090300631,539.57493099543785,null,null,null,null,null,null,null,null,null,null,null,23.059000000000001,1834.7474215715765,1851.389987370834]
[null,23.071000000000002,1834.7614190581801,1849.1803675884566,570.44778656434892,539.68281876304036,null,null,null,null,null,null,null,null,null,null,null,23.071000000000002,1834.7614190581801,1849.1803675884566]
[null,23.106999999999999,1834.8032698717084,1842.434083290995,570.37098898070656,540.14003921817584,null,null,null,null,null,null,null,null,null,null,null,23.106999999999999,1834.8032698717084,1842.434083290995]
[null,23.138000000000002,1834.8391029642087,1836.5083722935194,570.30527051051718,540.69351428849234,null,null,null,null,null,null,null,null,null,null,null,23.138000000000002,1834.8391029642087,1836.5083722935194]
[null,23.155999999999999,1834.8598065101562,1833.0297588790977,570.26728575076504,541.08213957493956,null,null,null,null,null,null,null,null,null,null,null,23.155999999999999,1834.8598065101562,1833.0297588790977]
[null,23.198,1834.9077744046706,1824.8409991770443,570.17915057916377,542.178341537096,null,null,null,null,null,null,null,null,null,null,null,23.198,1834.9077744046706,1824.8409991770443]
[null,23.216999999999999,1834.9292993915747,1821.1181624277081,570.13950733004276,542.75993735900488,null,null,null,null,null,null,null,null,null,null,null,23.216999999999999,1834.9292993915747,1821.1181624277081]
[null,23.263999999999999,1834.9820129872226,1811.9144271785624,570.04204957185073,544.42144346273665,null,null,null,null,null,null,null,null,null,null,null,23.263999999999999,1834.9820129872226,1811.9144271785624]
[null,23.295000000000002,1835.0163229566858,1805.8867305134852,569.97824172062735,545.68541858520894,null,null,null,null,null,null,null,null,null,null,null,23.295000000000002,1835.0163229566858,1805.8867305134852]
[null,23.324999999999999,1835.0491438207162,1800.1186204931485,569.91685010218862,547.03034145983202,null,null,null,null,null,null,null,null,null,null,null,23.324999999999999,1835.0491438207162,1800.1186204931485]
[null,23.343,1835.0686441622458,1796.6998068716939,569.88018429859983,547.89260827921839,null,null,null,null,null,null,null,null,null,null,null,23.343,1835.0686441622458,1796.6998068716939]
[null,23.373999999999999,1835.1018705437878,1790.9055519966018,569.81733559721613,549.47069545680461,null,null,null,null,null,null,null,null,null,null,null,23.373999999999999,1835.1018705437878,1790.9055519966018]
[null,23.391999999999999,1835.1209463669882,1787.6052197344543,569.78101617286802,550.43882839451771,null,null,null,null,null,null,null,null,null,null,null,23.391999999999999,1835.1209463669882,1787.6052197344543]
[null,23.42,1835.1502881225595,1782.5809974663537,569.72477321373526,552.01651338229237,null,null,null,null,null,null,null,null,null,null,null,23.42,1835.1502881225595,1782.5809974663537]
[null,23.452999999999999,1835.1843281979538,1776.8562853281462,569.65888517097369,553.98114676282876,null,null,null,null,null,null,null,null,null,null,null,23.452999999999999,1835.1843281979538,1776.8562853281462]
[null,23.471,1835.2026387820349,1773.8347813257433,569.62312863285979,555.09745210810649,null,null,null,null,null,null,null,null,null,null,null,23.471,1835.2026387820349,1773.8347813257433]
[null,23.501999999999999,1835.2337329038387,1768.8173826229718,569.56185119933616,557.08793208276711,null,null,null,null,null,null,null,null,null,null,null,23.501999999999999,1835.2337329038387,1768.8173826229718]
[null,23.547000000000001,1835.2778390325004,1762.0011301424513,569.47358714152074,560.11396993232051,null,null,null,null,null,null,null,null,null,null,null,23.547000000000001,1835.2778390325004,1762.0011301424513]
[null,23.579000000000001,1835.3084320070527,1757.5284053368132,569.41132044710969,562.35002457565645,null,null,null,null,null,null,null,null,null,null,null,23.579000000000001,1835.3084320070527,1757.5284053368132]
[null,23.61,1835.3374369175383,1753.520707094204,569.35139831045797,564.57111963791056,null,null,null,null,null,null,null,null,null,null,null,23.61,1835.3374369175383,1753.520707094204]
[null,23.628,1835.3539867788081,1751.3496834105506,569.31678607691128,565.88143466399777,null,null,null,null,null,null,null,null,null,null,null,23.628,1835.3539867788081,1751.3496834105506]
[null,23.67,1835.3917518663854,1746.7572910521671,569.23654612855796,568.98408937264776,null,null,null,null,null,null,null,null,null,null,null,23.67,1835.3917518663854,1746.7572910521671]
[null,23.676000000000002,1835.3970482648115,1746.1574870046827,569.22514327257272,569.43133575332445,null,null,null,null,null,null,null,null,null,null,null,23.676000000000002,1835.3970482648115,1746.1574870046827]
[null,23.707000000000001,1835.4240146331163,1743.292179504049,569.16646913589625,571.75244722807895,null,null,null,null,null,null,null,null,null,null,null,23.707000000000001,1835.4240146331163,1743.292179504049]
[null,23.738,1835.4503065635436,1740.8312647872965,569.10820068728924,574.08263388383307,null,null,null,null,null,null,null,null,null,null,null,23.738,1835.4503065635436,1740.8312647872965]
[null,23.769000000000002,1835.4759160330532,1738.7908544138836,569.05034138237477,576.41049751108449,null,null,null,null,null,null,null,null,null,null,null,23.769000000000002,1835.4759160330532,1738.7908544138836]
[null,23.815000000000001,1835.5126466381278,1736.5680793929373,568.96524713943518,579.83584148455304,null,null,null,null,null,null,null,null,null,null,null,23.815000000000001,1835.5126466381278,1736.5680793929373]
[null,23.817,1835.514208997384,1736.4937746039486,568.96156817847395,579.98349610070034,null,null,null,null,null,null,null,null,null,null,null,23.817,1835.514208997384,1736.4937746039486]
[null,23.864000000000001,1835.5500906220047,1735.2959966143819,568.87561562251017,583.40870845220093,null,null,null,null,null,null,null,null,null,null,null,23.864000000000001,1835.5500906220047,1735.2959966143819]
[null,23.891999999999999,1835.5707057788677,1735.0898395565532,568.82487169924264,585.39814627203418,null,null,null,null,null,null,null,null,null,null,null,23.891999999999999,1835.5707057788677,1735.0898395565532]
[null,23.911999999999999,1835.5850831748351,1735.1778389530036,568.78883894308217,586.78999816052487,null,null,null,null,null,null,null,null,null,null,null,23.911999999999999,1835.5850831748351,1735.1778389530036]
[null,23.943000000000001,1835.6067970080021,1735.7046233028473,568.73334117727597,588.89148069441887,null,null,null,null,null,null,null,null,null,null,null,23.943000000000001,1835.6067970080021,1735.7046233028473]
[null,23.974,1835.627819730066,1736.7079628524784,568.67827549785613,590.91529863617893,null,null,null,null,null,null,null,null,null,null,null,23.974,1835.627819730066,1736.7079628524784]
[null,23.991,1835.6390566800635,1737.4606582201222,568.64826281071555,591.98826028661938,null,null,null,null,null,null,null,null,null,null,null,23.991,1835.6390566800635,1737.4606582201222]
[null,24.022000000000002,1835.6590199396267,1739.2013827768669,568.59387253211401,593.87066359941332,null,null,null,null,null,null,null,null,null,null,null,24.022000000000002,1835.6590199396267,1739.2013827768669]
[null,24.053000000000001,1835.6783081898157,1741.4145435891287,568.53992237738271,595.64857384455991,null,null,null,null,null,null,null,null,null,null,null,24.053000000000001,1835.6783081898157,1741.4145435891287]
[null,24.1,1835.7062847417305,1745.6576755473318,568.45897293961764,598.1228840308703,null,null,null,null,null,null,null,null,null,null,null,24.1,1835.7062847417305,1745.6576755473318]
[null,24.114000000000001,1835.7143277234193,1747.1247321863816,568.43505860996754,598.80426573035766,null,null,null,null,null,null,null,null,null,null,null,24.114000000000001,1835.7143277234193,1747.1247321863816]
[null,24.148,1835.7333160428761,1751.0665855474861,568.37736205973954,600.34504435247607,null,null,null,null,null,null,null,null,null,null,null,24.148,1835.7333160428761,1751.0665855474861]
[null,24.179000000000002,1835.7499683716105,1755.1170715122541,568.32522902682547,601.60174624220065,null,null,null,null,null,null,null,null,null,null,null,24.179000000000002,1835.7499683716105,1755.1170715122541]
[null,24.21,1835.7660055744991,1759.5875655748534,568.27354906810103,602.7091738962522,null,null,null,null,null,null,null,null,null,null,null,24.21,1835.7660055744991,1759.5875655748534]
[null,24.241,1835.781443338308,1764.4609493031237,568.2223241329757,603.66024918632274,null,null,null,null,null,null,null,null,null,null,null,24.241,1835.781443338308,1764.4609493031237]
[null,24.257999999999999,1835.7896607288476,1767.2976471911782,568.19442685291165,604.11309081761726,null,null,null,null,null,null,null,null,null,null,null,24.257999999999999,1835.7896607288476,1767.2976471911782]
[null,24.276,1835.7981737282689,1770.4231834025386,568.16503855438305,604.53814084065039,null,null,null,null,null,null,null,null,null,null,null,24.276,1835.7981737282689,1770.4231834025386]
[null,24.307000000000002,1835.8123925418577,1776.0877012205203,568.11478780153652,605.13594199514921,null,null,null,null,null,null,null,null,null,null,null,24.307000000000002,1835.8123925418577,1776.0877012205203]
[null,24.338000000000001,1835.8260678793094,1782.0882103493141,568.06499663467184,605.55982671561549,null,null,null,null,null,null,null,null,null,null,null,24.338000000000001,1835.8260678793094,1782.0882103493141]
[null,24.37,1835.8396353240073,1788.6078150247733,568.01408235095471,605.81070049485868,null,null,null,null,null,null,null,null,null,null,null,24.37,1835.8396353240073,1788.6078150247733]
[null,24.414999999999999,1835.8578142899664,1798.2783117317992,567.94331569914345,605.83613696786165,null,null,null,null,null,null,null,null,null,null,null,24.414999999999999,1835.8578142899664,1798.2783117317992]
[null,24.446000000000002,1835.8697561068982,1805.2402651734751,567.89513120799973,605.62801482904786,null,null,null,null,null,null,null,null,null,null,null,24.446000000000002,1835.8697561068982,1805.2402651734751]
[null,24.464000000000002,1835.8764826703996,1809.380798524177,567.86736497341542,605.42210666016513,null,null,null,null,null,null,null,null,null,null,null,24.464000000000002,1835.8764826703996,1809.380798524177]
[null,24.493000000000002,1835.8870129335633,1816.1842294450682,567.82295773110889,604.9586769651479,null,null,null,null,null,null,null,null,null,null,null,24.493000000000002,1835.8870129335633,1816.1842294450682]
[null,24.512,1835.8937144509614,1820.7192486994704,567.79408213691966,604.5670371055653,null,null,null,null,null,null,null,null,null,null,null,24.512,1835.8937144509614,1820.7192486994704]
[null,24.542999999999999,1835.904328693827,1828.2271827110878,567.74734072134368,603.77914825311541,null,null,null,null,null,null,null,null,null,null,null,24.542999999999999,1835.904328693827,1828.2271827110878]
[null,24.574000000000002,1835.9145670581993,1835.839642678887,567.70105900472413,602.80819624240485,null,null,null,null,null,null,null,null,null,null,null,24.574000000000002,1835.9145670581993,1835.839642678887]
[null,24.62,1835.9291182124157,1847.2520195666839,567.63322739436626,601.0358997493737,null,null,null,null,null,null,null,null,null,null,null,24.62,1835.9291182124157,1847.2520195666839]
[null,24.622,1835.9297345187806,1847.7498304016542,567.63030101821471,600.95000729587287,null,null,null,null,null,null,null,null,null,null,null,24.622,1835.9297345187806,1847.7498304016542]
[null,24.653000000000002,1835.9391240203256,1855.466578765137,567.58518461085134,599.5264650016228,null,null,null,null,null,null,null,null,null,null,null,24.653000000000002,1835.9391240203256,1855.466578765137]
[null,24.7,1835.9528147605201,1867.1077845857822,567.51764768276246,597.04629604055299,null,null,null,null,null,null,null,null,null,null,null,24.7,1835.9528147605201,1867.1077845857822]
[null,24.715,1835.9570577110203,1870.7902380516703,567.49631177224956,596.17593397041696,null,null,null,null,null,null,null,null,null,null,null,24.715,1835.9570577110203,1870.7902380516703]
[null,24.748000000000001,1835.9661973496563,1878.8043266759189,567.44974264814471,594.13255912175384,null,null,null,null,null,null,null,null,null,null,null,24.748000000000001,1835.9661973496563,1878.8043266759189]
[null,24.779,1835.9745602367752,1886.1907519627582,567.40645668989168,592.05861608866894,null,null,null,null,null,null,null,null,null,null,null,24.779,1835.9745602367752,1886.1907519627582]
[null,24.810000000000002,1835.9827317894226,1893.4019391545107,567.36361398398947,589.84354466443961,null,null,null,null,null,null,null,null,null,null,null,24.810000000000002,1835.9827317894226,1893.4019391545107]
[null,24.841999999999999,1835.9909914192679,1900.6232975451851,567.31985063859565,587.41859744973237,null,null,null,null,null,null,null,null,null,null,null,24.841999999999999,1835.9909914192679,1900.6232975451851]
[null,24.858000000000001,1835.9950623279949,1904.1370533464838,567.29814351792436,586.15668924271154,null,null,null,null,null,null,null,null,null,null,null,24.858000000000001,1835.9950623279949,1904.1370533464838]
[null,24.905000000000001,1836.0068297777516,1914.0298453405564,567.23504580910139,582.27563958514133,null,null,null,null,null,null,null,null,null,null,null,24.905000000000001,1836.0068297777516,1914.0298453405564]
[null,24.936,1836.0144641528284,1920.1613521883992,567.19396764425255,579.58764035015099,null,null,null,null,null,null,null,null,null,null,null,24.936,1836.0144641528284,1920.1613521883992]
[null,24.965,1836.0215374865597,1925.5798242090561,567.15592341179797,576.9930046229457,null,null,null,null,null,null,null,null,null,null,null,24.965,1836.0215374865597,1925.5798242090561]
[null,24.984000000000002,1836.0261444978214,1928.9507467993928,567.13119718291671,575.25604764367051,null,null,null,null,null,null,null,null,null,null,null,24.984000000000002,1836.0261444978214,1928.9507467993928]
[null,25.015000000000001,1836.0336292453467,1934.1255479649806,567.09118988756779,572.36783941615215,null,null,null,null,null,null,null,null,null,null,null,25.015000000000001,1836.0336292453467,1934.1255479649806]
[null,25.045999999999999,1836.0410920898739,1938.8721206425598,567.05159435131827,569.42379958548827,null,null,null,null,null,null,null,null,null,null,null,25.045999999999999,1836.0410920898739,1938.8721206425598]
[null,25.064,1836.045423112264,1941.4208745099654,567.02879035853164,567.69403455767099,null,null,null,null,null,null,null,null,null,null,null,25.064,1836.045423112264,1941.4208745099654]
[null,25.094000000000001,1836.0526499922885,1945.3139569417717,566.991085637379,564.78665595118093,null,null,null,null,null,null,null,null,null,null,null,25.094000000000001,1836.0526499922885,1945.3139569417717]
[null,25.112000000000002,1836.056997131926,1947.429203470112,566.96864226078992,563.03202484409428,null,null,null,null,null,null,null,null,null,null,null,25.112000000000002,1836.056997131926,1947.429203470112]
[null,25.143000000000001,1836.0645152341115,1950.6691991125874,566.93030160978753,560.00173392539546,null,null,null,null,null,null,null,null,null,null,null,25.143000000000001,1836.0645152341115,1950.6691991125874]
[null,25.187000000000001,1836.0752834779016,1954.3577764000052,566.87655042198264,555.70702462366864,null,null,null,null,null,null,null,null,null,null,null,25.187000000000001,1836.0752834779016,1954.3577764000052]
[null,25.22,1836.0834594405499,1956.3960018565681,566.83674239656045,552.51311862086118,null,null,null,null,null,null,null,null,null,null,null,25.22,1836.0834594405499,1956.3960018565681]
[null,25.251000000000001,1836.0912359329989,1957.7240360388446,566.7997344946092,549.55139679248532,null,null,null,null,null,null,null,null,null,null,null,25.251000000000001,1836.0912359329989,1957.7240360388446]
[null,25.269000000000002,1836.0957997484684,1958.2293022437023,566.77841587559533,547.85473103769709,null,null,null,null,null,null,null,null,null,null,null,25.269000000000002,1836.0957997484684,1958.2293022437023]
[null,25.286000000000001,1836.100145638319,1958.5248803180616,566.75839486086841,546.2710467895289,null,null,null,null,null,null,null,null,null,null,null,25.286000000000001,1836.100145638319,1958.5248803180616]
[null,25.330000000000002,1836.1115693859902,1958.4612298233001,566.70707924899784,542.2735530481151,null,null,null,null,null,null,null,null,null,null,null,25.330000000000002,1836.1115693859902,1958.4612298233001]
[null,25.347999999999999,1836.1163215425311,1958.0877888566874,566.68629277513378,540.68738767834952,null,null,null,null,null,null,null,null,null,null,null,25.347999999999999,1836.1163215425311,1958.0877888566874]
[null,25.379000000000001,1836.1246216772042,1956.9692170336446,566.65076964684965,538.03360179769356,null,null,null,null,null,null,null,null,null,null,null,25.379000000000001,1836.1246216772042,1956.9692170336446]
[null,25.408999999999999,1836.1328016451314,1955.3136353896516,566.61671956785494,535.57033226545241,null,null,null,null,null,null,null,null,null,null,null,{"$f":"B25418","v":25.408999999999999},{"$f":"C25418","v":1836.1328016451314},{"$f":"D25418","v":1955.3136353896516}]
[null,25.427,1836.1377827717747,1954.0504203744163,566.59644154326634,534.1469832236279,null,null,null,null,null,null,null,null,null,null,null,25.427,1836.1377827717747,1954.0504203744163]
[null,25.458000000000002,1836.1464954659652,1951.4034130439516,566.56178125915778,531.8003422853609,null,null,null,null,null,null,null,null,null,null,null,25.458000000000002,1836.1464954659652,1951.4034130439516]
[null,25.504999999999999,1836.1600426926041,1946.2669369492501,566.50985386597335,528.51956874772213,null,null,null,null,null,null,null,null,null,null,null,25.504999999999999,1836.1600426926041,1946.2669369492501]
[null,25.536000000000001,1836.1692097817333,1942.1534950241326,566.47600473460079,526.55577391093902,null,null,null,null,null,null,null,null,null,null,null,25.536000000000001,1836.1692097817333,1942.1534950241326]
[null,25.565999999999999,1836.1782619679282,1937.6387094849399,566.44354381225014,524.81902862967081,null,null,null,null,null,null,null,null,null,null,null,25.565999999999999,1836.1782619679282,1937.6387094849399]
[null,25.584,1836.1837801401814,1934.684021234702,566.42420471898424,523.85822600172139,null,null,null,null,null,null,null,null,null,null,null,25.584,1836.1837801401814,1934.684021234702]
[null,25.615000000000002,1836.1934383998851,1929.1760013534472,566.39113591613659,522.35284755614089,null,null,null,null,null,null,null,null,null,null,null,25.615000000000002,1836.1934383998851,1929.1760013534472]
[null,25.631,1836.198500534384,1926.1313125166114,566.37418395773227,521.65228824795008,null,null,null,null,null,null,null,null,null,null,null,25.631,1836.198500534384,1926.1313125166114]
[null,25.663,1836.2087835606576,1919.6454601643111,566.34051234173535,520.41294428231345,null,null,null,null,null,null,null,null,null,null,null,25.663,1836.2087835606576,1919.6454601643111]
[null,25.693999999999999,1836.2189476575782,1912.8802752318527,566.3081829787219,519.42459300310986,null,null,null,null,null,null,null,null,null,null,null,25.693999999999999,1836.2189476575782,1912.8802752318527]
[null,25.741,1836.2347369910369,1901.7821400106034,566.25969807274498,518.33959038772002,null,null,null,null,null,null,null,null,null,null,null,25.741,1836.2347369910369,1901.7821400106034]
[null,25.757999999999999,1836.2405598542864,1897.5359850265802,566.24231495714173,518.07312487427816,null,null,null,null,null,null,null,null,null,null,null,25.757999999999999,1836.2405598542864,1897.5359850265802]
[null,25.773,1836.2457465745779,1893.6939937442235,566.22704358400767,517.89459959206545,null,null,null,null,null,null,null,null,null,null,null,25.773,1836.2457465745779,1893.6939937442235]
[null,25.82,1836.2622913728019,1881.1216878818643,566.17959050632464,517.6835486989321,null,null,null,null,null,null,null,null,null,null,null,25.82,1836.2622913728019,1881.1216878818643]
[null,25.850999999999999,1836.2734424482799,1872.4323780266268,566.14861406632906,517.83684738841851,null,null,null,null,null,null,null,null,null,null,null,25.850999999999999,1836.2734424482799,1872.4323780266268]
[null,25.885000000000002,1836.2858844274117,1862.5929334634811,566.1149268088576,518.27458274402295,null,null,null,null,null,null,null,null,null,null,null,25.885000000000002,1836.2858844274117,1862.5929334634811]
[null,25.899000000000001,1836.2910704085841,1858.4593799625018,566.10114119944649,518.53695410518253,null,null,null,null,null,null,null,null,null,null,null,25.899000000000001,1836.2910704085841,1858.4593799625018]
[null,25.93,1836.3026803586054,1849.1620408245128,566.07079035146035,519.28809981662243,null,null,null,null,null,null,null,null,null,null,null,25.93,1836.3026803586054,1849.1620408245128]
[null,25.948,1836.3094996966363,1843.6855883093913,566.05327593710706,519.83141602408011,null,null,null,null,null,null,null,null,null,null,null,25.948,1836.3094996966363,1843.6855883093913]
[null,25.978999999999999,1836.3213737752078,1834.1494199439458,566.02329588048849,520.95016302521071,null,null,null,null,null,null,null,null,null,null,null,25.978999999999999,1836.3213737752078,1834.1494199439458]
[null,26.01,1836.3334053352023,1824.5196076611783,565.99354392803514,522.29769278557751,null,null,null,null,null,null,null,null,null,null,null,26.01,1836.3334053352023,1824.5196076611783]
[null,26.056000000000001,1836.3515311215747,1810.1555326686373,565.94980595009531,524.70940164139824,null,null,null,null,null,null,null,null,null,null,null,26.056000000000001,1836.3515311215747,1810.1555326686373]
[null,26.087,1836.3639171030327,1800.4921196046528,565.9206000573306,526.60423579798999,null,null,null,null,null,null,null,null,null,null,null,26.087,1836.3639171030327,1800.4921196046528]
[null,26.105,1836.3711676305365,1794.9092899982172,565.9037393712963,527.80086817510175,null,null,null,null,null,null,null,null,null,null,null,26.105,1836.3711676305365,1794.9092899982172]
[null,26.137,1836.384156660401,1785.0695856024709,565.87393873858628,530.09735288969,null,null,null,null,null,null,null,null,null,null,null,26.137,1836.384156660401,1785.0695856024709]
[null,26.166,1836.3960295534262,1776.2835630155262,565.84712100556374,532.35861105046263,null,null,null,null,null,null,null,null,null,null,null,26.166,1836.3960295534262,1776.2835630155262]
[null,26.184000000000001,1836.4034435250762,1770.9104946178752,565.8305644697158,533.84464679063592,null,null,null,null,null,null,null,null,null,null,null,26.184000000000001,1836.4034435250762,1770.9104946178752]
[null,26.215,1836.41628479783,1761.832032706882,565.80220764580122,536.54504553041068,null,null,null,null,null,null,null,null,null,null,null,26.215,1836.41628479783,1761.832032706882]
[null,26.231999999999999,1836.4233624822416,1756.9615421972783,565.78674048613561,538.09830578149672,null,null,null,null,null,null,null,null,null,null,null,26.231999999999999,1836.4233624822416,1756.9615421972783]
[null,26.263000000000002,1836.4363263798291,1748.3070490190469,565.75868537494819,541.05481381175855,null,null,null,null,null,null,null,null,null,null,null,26.263000000000002,1836.4363263798291,1748.3070490190469]
[null,26.294,1836.4493546250005,1739.9838004764224,565.73082081953248,544.16069600127548,null,null,null,null,null,null,null,null,null,null,null,26.294,1836.4493546250005,1739.9838004764224]
[null,26.341000000000001,1836.4692031440418,1728.0939600861564,565.68893103956498,549.12389809017338,null,null,null,null,null,null,null,null,null,null,null,26.341000000000001,1836.4692031440418,1728.0939600861564]
[null,26.359000000000002,1836.4768277251121,1723.7996594348517,565.67300007671565,551.09673565305809,null,null,null,null,null,null,null,null,null,null,null,26.359000000000002,1836.4768277251121,1723.7996594348517]
[null,26.402000000000001,1836.4950741558987,1714.1862444707833,565.63518941555992,555.94684612818469,null,null,null,null,null,null,null,null,null,null,null,26.402000000000001,1836.4950741558987,1714.1862444707833]
[null,26.42,1836.5027196574724,1710.4507876451037,565.61946371888041,558.02680992774503,null,null,null,null,null,null,null,null,null,null,null,26.42,1836.5027196574724,1710.4507876451037]
[null,26.451000000000001,1836.5158875380814,1704.4456644483798,565.59251987594087,561.66480487173487,null,null,null,null,null,null,null,null,null,null,null,26.451000000000001,1836.5158875380814,1704.4456644483798]
[null,26.486000000000001,1836.5307419934818,1698.3541550058846,565.5623089039658,565.83864515545122,null,null,null,null,null,null,null,null,null,null,null,26.486000000000001,1836.5307419934818,1698.3541550058846]
[null,26.498999999999999,1836.5362525720059,1696.2865391764815,565.55114372095409,567.40208066194919,null,null,null,null,null,null,null,null,null,null,null,26.498999999999999,1836.5362525720059,1696.2865391764815]
[null,26.53,1836.5493709164757,1691.8004400564371,565.52464042292479,571.14834439914648,null,null,null,null,null,null,null,null,null,null,null,26.53,1836.5493709164757,1691.8004400564371]
[null,26.548000000000002,1836.5569698797385,1689.4915609795307,565.50932936734091,573.32978638504801,null,null,null,null,null,null,null,null,null,null,null,26.548000000000002,1836.5569698797385,1689.4915609795307]
[null,26.581,1836.5708573330312,1685.8433977330553,565.48140663237757,577.32690513415059,null,null,null,null,null,null,null,null,null,null,null,26.581,1836.5708573330312,1685.8433977330553]
[null,26.609000000000002,1836.5825869468008,1683.3590842714191,565.45786326326527,580.70236355343093,null,null,null,null,null,null,null,null,null,null,null,26.609000000000002,1836.5825869468008,1683.3590842714191]
[null,26.655999999999999,1836.6021400636148,1680.4932116630685,565.41864814574512,586.29605722982922,null,null,null,null,null,null,null,null,null,null,null,26.655999999999999,1836.6021400636148,1680.4932116630685]
[null,26.687000000000001,1836.6149270793951,1679.5213763241784,565.39298992337012,589.90959097276811,null,null,null,null,null,null,null,null,null,null,null,26.687000000000001,1836.6149270793951,1679.5213763241784]
[null,26.708000000000002,1836.6235329019385,1679.285761916364,565.37570151040177,592.31212004901693,null,null,null,null,null,null,null,null,null,null,null,26.708000000000002,1836.6235329019385,1679.285761916364]
[null,26.734999999999999,1836.6345243924357,1679.4900521494451,565.35358344780707,595.33689705006543,null,null,null,null,null,null,null,null,null,null,null,26.734999999999999,1836.6345243924357,1679.4900521494451]
[null,26.766000000000002,1836.6470343305766,1680.4334775395419,565.32834060202356,598.70654456204613,null,null,null,null,null,null,null,null,null,null,null,26.766000000000002,1836.6470343305766,1680.4334775395419]
[null,26.783999999999999,1836.6542403597314,1681.3303948632602,565.31375781856991,600.60587206609591,null,null,null,null,null,null,null,null,null,null,null,26.783999999999999,1836.6542403597314,1681.3303948632602]
[null,26.831,1836.672839506487,1684.8817587283822,565.27593745971774,605.33879640392138,null,null,null,null,null,null,null,null,null,null,null,26.831,1836.672839506487,1684.8817587283822]
[null,26.861000000000001,1836.6845357827535,1688.0585951868993,565.25199075372063,608.16817016584912,null,null,null,null,null,null,null,null,null,null,null,26.861000000000001,1836.6845357827535,1688.0585951868993]
[null,26.891999999999999,1836.6964678244824,1692.077814462403,565.22740444567478,610.91666245115107,null,null,null,null,null,null,null,null,null,null,null,26.891999999999999,1836.6964678244824,1692.077814462403]
[null,26.894000000000002,1836.6972320518337,1692.3625753461747,565.22582376786056,611.08751088956649,null,null,null,null,null,null,null,null,null,null,null,26.894000000000002,1836.6972320518337,1692.3625753461747]
[null,26.93,1836.7108680375436,1698.0087119566776,565.1974863368207,614.02076768437257,null,null,null,null,null,null,null,null,null,null,null,26.93,1836.7108680375436,1698.0087119566776]
[null,26.971,1836.7261096818702,1705.6165128992056,565.16547822029497,617.01400189413118,null,null,null,null,null,null,null,null,null,null,null,26.971,1836.7261096818702,1705.6165128992056]
[null,27.001999999999999,1836.7374199914973,1712.1741122556753,565.14146468120293,619.01359212415537,null,null,null,null,null,null,null,null,null,null,null,27.001999999999999,1836.7374199914973,1712.1741122556753]
[null,27.02,1836.7438996701605,1716.2894531345312,565.12759565955946,620.06499927714935,null,null,null,null,null,null,null,null,null,null,null,27.02,1836.7438996701605,1716.2894531345312]
[null,27.053000000000001,1836.7556069647949,1724.400379163244,565.10231125379164,621.77460316331405,null,null,null,null,null,null,null,null,null,null,null,27.053000000000001,1836.7556069647949,1724.400379163244]
[null,27.068000000000001,1836.7608532319953,1728.3214143144169,565.09087927090775,622.45565430068859,null,null,null,null,null,null,null,null,null,null,null,27.068000000000001,1836.7608532319953,1728.3214143144169]
[null,27.099,1836.7715430013632,1736.8683552453904,565.0673741703863,623.66688878174057,null,null,null,null,null,null,null,null,null,null,null,27.099,1836.7715430013632,1736.8683552453904]
[null,27.13,1836.782022989586,1745.9837423333577,565.0440326244053,624.60649516029196,null,null,null,null,null,null,null,null,null,null,null,27.13,1836.782022989586,1745.9837423333577]
[null,27.152000000000001,1836.78933058947,1752.7768468995841,565.02756721370679,625.10437164218365,null,null,null,null,null,null,null,null,null,null,null,27.152000000000001,1836.78933058947,1752.7768468995841]
[null,27.207000000000001,1836.8071178351622,1770.8315315407037,564.98676698693782,625.71970675036027,null,null,null,null,null,null,null,null,null,null,null,27.207000000000001,1836.8071178351622,1770.8315315407037]
[null,27.209,1836.807751499083,1771.5147211578678,564.98529315706696,625.72488981738809,null,null,null,null,null,null,null,null,null,null,null,27.209,1836.807751499083,1771.5147211578678]
[null,27.256,1836.8223731185972,1788.0461154332979,564.95085741023161,625.49452239203742,null,null,null,null,null,null,null,null,null,null,null,27.256,1836.8223731185972,1788.0461154332979]
[null,27.275000000000002,1836.8281361197571,1794.9651969587937,564.9370454328473,625.20856492848782,null,null,null,null,null,null,null,null,null,null,null,27.275000000000002,1836.8281361197571,1794.9651969587937]
[null,27.304000000000002,1836.8367667140649,1805.7507241919391,564.91608539872027,624.55720559490078,null,null,null,null,null,null,null,null,null,null,null,27.304000000000002,1836.8367667140649,1805.7507241919391]
[null,27.335000000000001,1836.8457701770269,1817.5372821098981,564.89384270900712,623.57402433259517,null,null,null,null,null,null,null,null,null,null,null,27.335000000000001,1836.8457701770269,1817.5372821098981]
[null,27.366,1836.8545430396523,1829.5366045078181,564.87176907930507,622.29592135108828,null,null,null,null,null,null,null,null,null,null,null,27.366,1836.8545430396523,1829.5366045078181]
[null,27.402000000000001,1836.8644410947318,1843.6645160885375,564.84634838042359,620.44560252740996,null,null,null,null,null,null,null,null,null,null,null,27.402000000000001,1836.8644410947318,1843.6645160885375]
[null,27.414000000000001,1836.8676712905494,1848.4054476477947,564.83792592288614,619.74251373366383,null,null,null,null,null,null,null,null,null,null,null,27.414000000000001,1836.8676712905494,1848.4054476477947]
[null,27.461000000000002,1836.8799910250591,1867.0406966136359,564.80518512972003,616.58174937015099,null,null,null,null,null,null,null,null,null,null,null,27.461000000000002,1836.8799910250591,1867.0406966136359]
[null,27.492000000000001,1836.8878289540246,1879.3183212574079,564.78380655603394,614.1509162020451,null,null,null,null,null,null,null,null,null,null,null,27.492000000000001,1836.8878289540246,1879.3183212574079]
[null,27.497,1836.8890718453069,1881.2925967938593,564.7803745690959,613.73377989470805,null,null,null,null,null,null,null,null,null,null,null,27.497,1836.8890718453069,1881.2925967938593]
[null,27.54,1836.8995185386393,1898.1482071930316,564.75104551878883,609.8678585726833,null,null,null,null,null,null,null,null,null,null,null,27.54,1836.8995185386393,1898.1482071930316]
[null,27.571000000000002,1836.9067833329186,1910.1024078585849,564.73010874227577,606.78229627768997,null,null,null,null,null,null,null,null,null,null,null,27.571000000000002,1836.9067833329186,1910.1024078585849]
[null,27.602,1836.9138281884452,1921.8238091566084,564.70934643686871,603.46030243742632,null,null,null,null,null,null,null,null,null,null,null,27.602,1836.9138281884452,1921.8238091566084]
[null,27.62,1836.917819180178,1928.4995953214939,564.6973711894542,601.42818448577361,null,null,null,null,null,null,null,null,null,null,null,27.62,1836.917819180178,1928.4995953214939]
[null,27.654,1836.9251612854728,1940.8004307835608,564.67491262961221,597.39474236176795,null,null,null,null,null,null,null,null,null,null,null,27.654,1836.9251612854728,1940.8004307835608]
[null,27.696999999999999,1836.9340865258453,1955.6776652753924,564.6468121195611,591.95606397517531,null,null,null,null,null,null,null,null,null,null,null,27.696999999999999,1836.9340865258453,1955.6776652753924]
[null,27.699000000000002,1836.9344920399501,1956.3489092489172,564.64551337026319,591.69458568278594,null,null,null,null,null,null,null,null,null,null,null,27.699000000000002,1836.9344920399501,1956.3489092489172]
[null,27.73,1836.9406703750301,1966.4937082267181,564.62547669427136,587.55248520005466,null,null,null,null,null,null,null,null,null,null,null,27.73,1836.9406703750301,1966.4937082267181]
[null,27.780999999999999,1836.9504071566694,1982.0181576737234,564.59289768522899,580.40986984132428,null,null,null,null,null,null,null,null,null,null,null,27.780999999999999,1836.9504071566694,1982.0181576737234]
[null,27.807000000000002,1836.9551730691264,1989.3125311493616,564.57647312514246,576.63480438391321,null,null,null,null,null,null,null,null,null,null,null,27.807000000000002,1836.9551730691264,1989.3125311493616]
[null,27.824999999999999,1836.9583967275503,1994.0965401642595,564.56517526002017,573.97688669034392,null,null,null,null,null,null,null,null,null,null,null,27.824999999999999,1836.9583967275503,1994.0965401642595]
[null,27.856000000000002,1836.9638071204183,2001.7960104811259,564.54585783808466,569.3275312682631,null,null,null,null,null,null,null,null,null,null,null,27.856000000000002,1836.9638071204183,2001.7960104811259]
[null,27.876000000000001,1836.9672052286382,2006.3835960838062,564.53348899944444,566.28815784213964,null,null,null,null,null,null,null,null,null,null,null,27.876000000000001,1836.9672052286382,2006.3835960838062]
[null,27.904,1836.9718446647503,2012.2808408823876,564.51629645953199,561.99361785442625,null,null,null,null,null,null,null,null,null,null,null,27.904,1836.9718446647503,2012.2808408823876]
[null,27.935000000000002,1836.976826223362,2018.0633560760573,564.49743026377973,557.20337338169418,null,null,null,null,null,null,null,null,null,null,null,27.935000000000002,1836.976826223362,2018.0633560760573]
[null,27.966000000000001,1836.9816517146078,2023.0264007215574,564.47874081638724,552.39772368293188,null,null,null,null,null,null,null,null,null,null,null,27.966000000000001,1836.9816517146078,2023.0264007215574]
[null,28.003,1836.9872168870111,2027.8321332738124,564.45666499369975,546.67387039495929,null,null,null,null,null,null,null,null,null,null,null,28.003,1836.9872168870111,2027.8321332738124]
[null,28.013999999999999,1836.9888323366959,2029.0194809470393,564.45015028381852,544.98010368886048,null,null,null,null,null,null,null,null,null,null,null,28.013999999999999,1836.9888323366959,2029.0194809470393]
[null,28.061,1836.9955438698873,2032.8101549712874,564.42256374980559,537.81776973407295,null,null,null,null,null,null,null,null,null,null,null,28.061,1836.9955438698873,2032.8101549712874]
[null,28.092000000000002,1836.9998104786218,2034.1476228804627,564.4045885939563,533.18796700190273,null,null,null,null,null,null,null,null,null,null,null,28.092000000000002,1836.9998104786218,2034.1476228804627]
[null,28.126000000000001,1837.0043542371182,2034.5287299230931,564.38507426661363,528.22839086575584,null,null,null,null,null,null,null,null,null,null,null,28.126000000000001,1837.0043542371182,2034.5287299230931]
[null,28.14,1837.0061862173541,2034.3518727710987,564.37709965615625,526.22898974236421,null,null,null,null,null,null,null,null,null,null,null,28.14,1837.0061862173541,2034.3518727710987]
[null,28.170999999999999,1837.01016662078,2033.2622916585372,564.35956708692333,521.90450217974626,null,null,null,null,null,null,null,null,null,null,null,28.170999999999999,1837.01016662078,2033.2622916585372]
[null,28.202000000000002,1837.0140485071634,2031.2076533326738,564.34220668245223,517.73976662769701,null,null,null,null,null,null,null,null,null,null,null,28.202000000000002,1837.0140485071634,2031.2076533326738]
[null,28.225000000000001,1837.0168695538814,2029.0593370468293,564.32943705824471,514.76591241035351,null,null,null,null,null,null,null,null,null,null,null,{"$f":"B28234","v":28.225000000000001},{"$f":"C28234","v":1837.0168695538814},{"$f":"D28234","v":2029.0593370468293}]
[null,28.25,1837.0198829640237,2026.1233395035888,564.31566340619986,511.65691386751678,null,null,null,null,null,null,null,null,null,null,null,28.25,1837.0198829640237,2026.1233395035888]
[null,28.297000000000001,1837.025412762606,2018.9243570469175,564.29006686561979,506.19698072273854,null,null,null,null,null,null,null,null,null,null,null,28.297000000000001,1837.025412762606,2018.9243570469175]
[null,28.327999999999999,1837.0289739876521,2012.9945546667711,564.27339521463546,502.89817711113062,null,null,null,null,null,null,null,null,null,null,null,28.327999999999999,1837.0289739876521,2012.9945546667711]
[null,28.347999999999999,1837.031239470517,2008.6804433675063,564.26272766203431,500.90793973625341,null,null,null,null,null,null,null,null,null,null,null,28.347999999999999,1837.031239470517,2008.6804433675063]
[null,28.376000000000001,1837.0343733067145,2002.0105187988036,564.24790868184925,498.31393799700987,null,null,null,null,null,null,null,null,null,null,null,28.376000000000001,1837.0343733067145,2002.0105187988036]
[null,28.407,1837.037797356599,1993.7899341485099,564.23165808692772,495.71716299399213,null,null,null,null,null,null,null,null,null,null,null,28.407,1837.037797356599,1993.7899341485099]
[null,28.425000000000001,1837.0397662961857,1988.6250087710614,564.22229697614193,494.34799103165693,null,null,null,null,null,null,null,null,null,null,null,28.425000000000001,1837.0397662961857,1988.6250087710614]
[null,28.446999999999999,1837.0421560884947,1981.9333272246067,564.21092961979343,492.81798593609557,null,null,null,null,null,null,null,null,null,null,null,28.446999999999999,1837.0421560884947,1981.9333272246067]
[null,28.486000000000001,1837.0463547331271,1969.0857737541332,564.19097674059185,490.50754102505726,null,null,null,null,null,null,null,null,null,null,null,28.486000000000001,1837.0463547331271,1969.0857737541332]
[null,28.504000000000001,1837.0482793517874,1962.7498785709752,564.18185249764394,489.62005450188633,null,null,null,null,null,null,null,null,null,null,null,28.504000000000001,1837.0482793517874,1962.7498785709752]
[null,28.535,1837.0515793618604,1951.2699336786118,564.16626273934003,488.3646256799891,null,null,null,null,null,null,null,null,null,null,null,28.535,1837.0515793618604,1951.2699336786118]
[null,28.57,1837.055289922471,1937.4973830808378,564.14884834780025,487.37262309508424,null,null,null,null,null,null,null,null,null,null,null,28.57,1837.055289922471,1937.4973830808378]
[null,28.612000000000002,1837.0597333059877,1919.9366676463499,564.1282091816696,486.79298977944165,null,null,null,null,null,null,null,null,null,null,null,28.612000000000002,1837.0597333059877,1919.9366676463499]
[null,28.643000000000001,1837.063014515433,1906.3288001101237,564.11315350314771,486.80061042811036,null,null,null,null,null,null,null,null,null,null,null,28.643000000000001,1837.063014515433,1906.3288001101237]
[null,28.661000000000001,1837.064922877267,1898.2022890004719,564.10447998643599,486.9766089408144,null,null,null,null,null,null,null,null,null,null,null,28.661000000000001,1837.064922877267,1898.2022890004719]
[null,28.696999999999999,1837.0687514851199,1881.5109317439931,564.08728205318903,487.70892654906794,null,null,null,null,null,null,null,null,null,null,null,28.696999999999999,1837.0687514851199,1881.5109317439931]
[null,28.722000000000001,1837.0714230084352,1869.6197575835135,564.07545462898929,488.51632952055246,null,null,null,null,null,null,null,null,null,null,null,28.722000000000001,1837.0714230084352,1869.6197575835135]
[null,28.740000000000002,1837.0733546566166,1860.9288322767998,564.06699683784711,489.24910683738449,null,null,null,null,null,null,null,null,null,null,null,28.740000000000002,1837.0733546566166,1860.9288322767998]
[null,28.771000000000001,1837.0767002885907,1845.7508885158036,564.05254305528467,490.80688885016525,null,null,null,null,null,null,null,null,null,null,null,28.771000000000001,1837.0767002885907,1845.7508885158036]
[null,28.792000000000002,1837.0789821526153,1835.3481426508479,564.04283168624784,492.07321032171131,null,null,null,null,null,null,null,null,null,null,null,28.792000000000002,1837.0789821526153,1835.3481426508479]
[null,28.818999999999999,1837.0819367127826,1821.8709588050428,564.03043923903851,493.94887325710306,null,null,null,null,null,null,null,null,null,null,null,28.818999999999999,1837.0819367127826,1821.8709588050428]
[null,28.85,1837.0853608302079,1806.3136499283169,564.01633900271293,496.44045874398665,null,null,null,null,null,null,null,null,null,null,null,28.85,1837.0853608302079,1806.3136499283169]
[null,28.897000000000002,1837.0906248092563,1782.717046016917,563.99521775540325,500.88875175639021,null,null,null,null,null,null,null,null,null,null,null,28.897000000000002,1837.0906248092563,1782.717046016917]
[null,28.919,1837.09312158747,1771.7318240685681,563.98543556410016,503.23979758168224,null,null,null,null,null,null,null,null,null,null,null,28.919,1837.09312158747,1771.7318240685681]
[null,28.958000000000002,1837.097603189306,1752.4611031698462,563.96825475653111,507.81108546270161,null,null,null,null,null,null,null,null,null,null,null,28.958000000000002,1837.097603189306,1752.4611031698462]
[null,28.975999999999999,1837.0996967012074,1743.6889414327036,563.96039329942982,510.08852054067455,null,null,null,null,null,null,null,null,null,null,null,28.975999999999999,1837.0996967012074,1743.6889414327036]
[null,29.007000000000001,1837.1033410003502,1728.8185600550894,563.94695335047766,514.24722374981081,null,null,null,null,null,null,null,null,null,null,null,29.007000000000001,1837.1033410003502,1728.8185600550894]
[null,29.045999999999999,1837.1079980710138,1710.6378028252066,563.9302203742925,519.88086920240539,null,null,null,null,null,null,null,null,null,null,null,29.045999999999999,1837.1079980710138,1710.6378028252066]
[null,29.055,1837.1090845373185,1706.5398290622504,563.92638624181018,521.24097869124853,null,null,null,null,null,null,null,null,null,null,null,29.055,1837.1090845373185,1706.5398290622504]
[null,29.086000000000002,1837.1128613085332,1692.7447375709432,563.91325700265645,526.08726357122418,null,null,null,null,null,null,null,null,null,null,null,29.086000000000002,1837.1128613085332,1692.7447375709432]
[null,29.132999999999999,1837.1186912367327,1672.9034751069723,563.89357574963583,533.87427596350631,null,null,null,null,null,null,null,null,null,null,null,29.132999999999999,1837.1186912367327,1672.9034751069723]
[null,29.164000000000001,1837.1226061069333,1660.6273863008525,563.88073926806715,539.26701309177542,null,null,null,null,null,null,null,null,null,null,null,29.164000000000001,1837.1226061069333,1660.6273863008525]
[null,29.170999999999999,1837.1234978237542,1657.9530602303946,563.87785636005299,540.50996239492838,null,null,null,null,null,null,null,null,null,null,null,29.170999999999999,1837.1234978237542,1657.9530602303946]
[null,29.212,1837.1287779329741,1643.0680932495845,563.86108469918702,547.95517835869805,null,null,null,null,null,null,null,null,null,null,null,29.212,1837.1287779329741,1643.0680932495845]
[null,29.243000000000002,1837.132834961802,1632.7580854256726,563.84853082915265,553.74630067033581,null,null,null,null,null,null,null,null,null,null,null,29.243000000000002,1837.132834961802,1632.7580854256726]
[null,29.260999999999999,1837.1352160884717,1627.1711877736698,563.8412907979008,557.16106087422486,null,null,null,null,null,null,null,null,null,null,null,29.260999999999999,1837.1352160884717,1627.1711877736698]
[null,29.298000000000002,1837.1401686794532,1616.6633772657979,563.82652027320341,564.27387936052696,null,null,null,null,null,null,null,null,null,null,null,29.298000000000002,1837.1401686794532,1616.6633772657979]
[null,29.321999999999999,1837.143422361876,1610.5836932246593,563.81701848372086,568.93681396573254,null,null,null,null,null,null,null,null,null,null,null,29.321999999999999,1837.143422361876,1610.5836932246593]
[null,29.34,1837.1458835283684,1606.4204656804336,563.80993231681589,572.44991471277694,null,null,null,null,null,null,null,null,null,null,null,29.34,1837.1458835283684,1606.4204656804336]
[null,29.371000000000002,1837.1501633839509,1600.0752072776372,563.797807868939,578.51425970405978,null,null,null,null,null,null,null,null,null,null,null,29.371000000000002,1837.1501633839509,1600.0752072776372]
[null,29.397000000000002,1837.1537921671011,1595.5838279803704,563.78771534909561,583.59597211335256,null,null,null,null,null,null,null,null,null,null,null,29.397000000000002,1837.1537921671011,1595.5838279803704]
[null,29.448,1837.1610099022091,1589.0611519315698,563.76811639306823,593.48202582605643,null,null,null,null,null,null,null,null,null,null,null,29.448,1837.1610099022091,1589.0611519315698]
[null,29.478999999999999,1837.1654585969204,1586.6245197055671,563.7563286071321,599.39268883628199,null,null,null,null,null,null,null,null,null,null,null,29.478999999999999,1837.1654585969204,1586.6245197055671]
[null,29.497,1837.1680619187803,1585.7525469977563,563.74952668753883,602.77591364355999,null,null,null,null,null,null,null,null,null,null,null,29.497,1837.1680619187803,1585.7525469977563]
[null,29.52,1837.1714090597563,1585.2264256836945,563.74088023883201,607.03560704953509,null,null,null,null,null,null,null,null,null,null,null,29.52,1837.1714090597563,1585.2264256836945]
[null,29.558,1837.1769872492034,1585.8183352261992,563.72670343743266,613.88788938862717,null,null,null,null,null,null,null,null,null,null,null,29.558,1837.1769872492034,1585.8183352261992]
[null,29.576000000000001,1837.1796492468004,1586.7389126433882,563.72003462439534,617.04023343500512,null,null,null,null,null,null,null,null,null,null,null,29.576000000000001,1837.1796492468004,1586.7389126433882]
[null,29.606999999999999,1837.1842613237206,1589.2932705233839,563.70861837089421,622.30750187523051,null,null,null,null,null,null,null,null,null,null,null,29.606999999999999,1837.1842613237206,1589.2932705233839]
[null,29.647000000000002,1837.1902595002769,1594.4002262649899,563.69401443336324,628.76254623114562,null,null,null,null,null,null,null,null,null,null,null,29.647000000000002,1837.1902595002769,1594.4002262649899]
[null,29.655000000000001,1837.1914649634887,1595.6656348819804,563.69111052825019,630.00282029908931,null,null,null,null,null,null,null,null,null,null,null,29.655000000000001,1837.1914649634887,1595.6656348819804]
[null,29.686,1837.1961527131805,1601.331858090266,563.67991028875156,634.63520346067105,null,null,null,null,null,null,null,null,null,null,null,29.686,1837.1961527131805,1601.331858090266]
[null,29.733000000000001,1837.2033041661412,1612.2065843121707,563.66308574801644,641.08775111946545,null,null,null,null,null,null,null,null,null,null,null,29.733000000000001,1837.2033041661412,1612.2065843121707]
[null,29.742000000000001,1837.2046788104565,1614.597841598292,563.65988521613406,642.23896934161542,null,null,null,null,null,null,null,null,null,null,null,29.742000000000001,1837.2046788104565,1614.597841598292]
[null,29.794,1837.212647097333,1630.3049790606165,563.6415242221866,648.3160559946075,null,null,null,null,null,null,null,null,null,null,null,29.794,1837.212647097333,1630.3049790606165]
[null,29.812000000000001,1837.2154135770322,1636.4745312208556,563.63521985919863,650.17971042787292,null,null,null,null,null,null,null,null,null,null,null,29.812000000000001,1837.2154135770322,1636.4745312208556]
[null,29.843,1837.2201847621611,1647.9497238683616,563.62442330227896,653.08307785402724,null,null,null,null,null,null,null,null,null,null,null,29.843,1837.2201847621611,1647.9497238683616]
[null,29.869,1837.2241905600479,1658.3756007774514,563.61542693679326,655.20810919248038,null,null,null,null,null,null,null,null,null,null,null,29.869,1837.2241905600479,1658.3756007774514]
[null,29.891000000000002,1837.2275812512676,1667.7458758255627,563.60785606004822,656.77748190624595,null,null,null,null,null,null,null,null,null,null,null,29.891000000000002,1837.2275812512676,1667.7458758255627]
[null,29.922000000000001,1837.232358055488,1681.7638159772109,563.59725177313419,658.62203738245114,null,null,null,null,null,null,null,null,null,null,null,29.922000000000001,1837.232358055488,1681.7638159772109]
[null,29.969000000000001,1837.2395901414257,1704.7135028924049,563.58131474638071,660.57318603375893,null,null,null,null,null,null,null,null,null,null,null,29.969000000000001,1837.2395901414257,1704.7135028924049]
[null,29.992000000000001,1837.2431212506579,1716.6314811663021,563.57357669116311,661.14658421816978,null,null,null,null,null,null,null,null,null,null,null,29.992000000000001,1837.2431212506579,1716.6314811663021]
[null,30.016999999999999,1837.2469509835466,1730.0544738850999,563.56521066875462,661.47980445050314,null,null,null,null,null,null,null,null,null,null,null,{"$f":"B30026","v":30.016999999999999},{"$f":"C30026","v":1837.2469509835466},{"$f":"D30026","v":1730.0544738850999}]
[null,30.048000000000002,1837.2516847066233,1747.3211254836851,563.55490121630396,661.46816601321177,null,null,null,null,null,null,null,null,null,null,null,30.048000000000002,1837.2516847066233,1747.3211254836851]
[null,30.079000000000001,1837.2563980937487,1765.2050682957081,563.54466245754838,660.9816186567466,null,null,null,null,null,null,null,null,null,null,null,30.079000000000001,1837.2563980937487,1765.2050682957081]
[null,30.091000000000001,1837.2582163643315,1772.2766269037434,563.54071791354249,660.66512042472243,null,null,null,null,null,null,null,null,null,null,null,30.091000000000001,1837.2582163643315,1772.2766269037434]
[null,30.126999999999999,1837.2636473454065,1793.9263095420072,563.52894695848943,659.28563776021281,null,null,null,null,null,null,null,null,null,null,null,30.126999999999999,1837.2636473454065,1793.9263095420072]
[null,30.158000000000001,1837.2682920142629,1813.0134976583806,563.51888571291909,657.58182191961305,null,null,null,null,null,null,null,null,null,null,null,30.158000000000001,1837.2682920142629,1813.0134976583806]
[null,30.176000000000002,1837.2709738134045,1824.2483030858948,563.51307528393522,656.37459477954781,null,null,null,null,null,null,null,null,null,null,null,30.176000000000002,1837.2709738134045,1824.2483030858948]
[null,30.214000000000002,1837.2765952971197,1848.2392892215228,563.50088457932816,653.30553657149312,null,null,null,null,null,null,null,null,null,null,null,30.214000000000002,1837.2765952971197,1848.2392892215228]
[null,30.253,1837.2823026728709,1873.0994850486563,563.4884793636819,649.43317610819213,null,null,null,null,null,null,null,null,null,null,null,30.253,1837.2823026728709,1873.0994850486563]
[null,30.283999999999999,1837.286790125529,1892.9086465147484,563.47869518142602,645.84592769410483,null,null,null,null,null,null,null,null,null,null,null,30.283999999999999,1837.286790125529,1892.9086465147484]
[null,30.286000000000001,1837.2870780573678,1894.1855986556175,563.4780662589568,645.59932027370644,null,null,null,null,null,null,null,null,null,null,null,30.286000000000001,1837.2870780573678,1894.1855986556175]
[null,30.341000000000001,1837.294916305646,1929.1031108551058,563.46088047448859,638.11885299681205,null,null,null,null,null,null,null,null,null,null,null,30.341000000000001,1837.294916305646,1929.1031108551058]
[null,30.363,1837.2980062174649,1942.890503638178,563.45406521566383,634.76119226075673,null,null,null,null,null,null,null,null,null,null,null,30.363,1837.2980062174649,1942.890503638178]
[null,30.381,1837.3005139394475,1954.0578168154295,563.44851412574087,631.86551609982337,null,null,null,null,null,null,null,null,null,null,null,30.381,1837.3005139394475,1954.0578168154295]
[null,30.411999999999999,1837.3047881396303,1972.9933955894292,563.4390066377191,626.57731038142185,null,null,null,null,null,null,null,null,null,null,null,30.411999999999999,1837.3047881396303,1972.9933955894292]
[null,30.436,1837.3080569884767,1987.3435864137828,563.43169175511639,622.23311329201078,null,null,null,null,null,null,null,null,null,null,null,30.436,1837.3080569884767,1987.3435864137828]
[null,30.46,1837.3112894794212,2001.3753922401397,563.42441675741975,617.68243607085765,null,null,null,null,null,null,null,null,null,null,null,30.46,1837.3112894794212,2001.3753922401397]
[null,30.491,1837.315409201391,2018.9583276891433,563.41507887068121,611.51761124560846,null,null,null,null,null,null,null,null,null,null,null,30.491,1837.315409201391,2018.9583276891433]
[null,30.522000000000002,1837.3194642347669,2035.8462798987262,563.40580744447811,605.05389120184543,null,null,null,null,null,null,null,null,null,null,null,30.522000000000002,1837.3194642347669,2035.8462798987262]
[null,30.563000000000002,1837.3247245338803,2056.963188246476,563.39364730074863,596.09405221772658,null,null,null,null,null,null,null,null,null,null,null,30.563000000000002,1837.3247245338803,2056.963188246476]
[null,30.599,1837.3292437120078,2074.216876674187,563.38306597751568,587.89116586982459,null,null,null,null,null,null,null,null,null,null,null,30.599,1837.3292437120078,2074.216876674187]
[null,30.617000000000001,1837.3314675102454,2082.3495887726003,563.37780895696812,583.68827955632821,null,null,null,null,null,null,null,null,null,null,null,30.617000000000001,1837.3314675102454,2082.3495887726003]
[null,30.648,1837.3352403816994,2095.5270916305826,563.36880781742127,576.31517015505449,null,null,null,null,null,null,null,null,null,null,null,30.648,1837.3352403816994,2095.5270916305826]
[null,30.686,1837.3397651299906,2110.1548276623912,563.35786508957267,567.08787154452546,null,null,null,null,null,null,null,null,null,null,null,30.686,1837.3397651299906,2110.1548276623912]
[null,30.696000000000002,1837.3409372880747,2113.710025679221,563.35500208928727,564.63236858321227,null,null,null,null,null,null,null,null,null,null,null,30.696000000000002,1837.3409372880747,2113.710025679221]
[null,30.727,1837.3445212547142,2123.9149261421376,563.34617097302134,556.96812291529932,null,null,null,null,null,null,null,null,null,null,null,30.727,1837.3445212547142,2123.9149261421376]
[null,30.757999999999999,1837.3480293754992,2132.8379313770783,563.33740675855643,549.25306596083487,null,null,null,null,null,null,null,null,null,null,null,30.757999999999999,1837.3480293754992,2132.8379313770783]
[null,30.776,1837.350031261534,2137.4080861897205,563.33234860714254,544.76454717870649,null,null,null,null,null,null,null,null,null,null,null,30.776,1837.350031261534,2137.4080861897205]
[null,30.815000000000001,1837.3542796543002,2145.7134951081994,563.32146690985655,535.05795229567696,null,null,null,null,null,null,null,null,null,null,null,30.815000000000001,1837.3542796543002,2145.7134951081994]
[null,30.853000000000002,1837.3583013727289,2151.6335220597775,563.31096660934031,525.6829861437559,null,null,null,null,null,null,null,null,null,null,null,30.853000000000002,1837.3583013727289,2151.6335220597775]
[null,30.884,1837.3614959420481,2154.8244313419727,563.30247558392398,518.14412950434416,null,null,null,null,null,null,null,null,null,null,null,30.884,1837.3614959420481,2154.8244313419727]
[null,30.914999999999999,1837.364612976402,2156.5090770913444,563.29405209631489,510.74374895385785,null,null,null,null,null,null,null,null,null,null,null,30.914999999999999,1837.364612976402,2156.5090770913444]
[null,30.942,1837.3672647871444,2156.7300418929944,563.28677063644875,504.44017842236366,null,null,null,null,null,null,null,null,null,null,null,30.942,1837.3672647871444,2156.7300418929944]
[null,30.963000000000001,1837.3692868892297,2156.0916251253648,563.28114281625062,499.64520622629698,null,null,null,null,null,null,null,null,null,null,null,30.963000000000001,1837.3692868892297,2156.0916251253648]
[null,30.981000000000002,1837.3709920931642,2154.9768969795664,563.27634374975639,495.619762577247,null,null,null,null,null,null,null,null,null,null,null,30.981000000000002,1837.3709920931642,2154.9768969795664]
[null,31.012,1837.3738685423798,2151.8251565520595,563.26813237406384,488.89132167550696,null,null,null,null,null,null,null,null,null,null,null,31.012,1837.3738685423798,2151.8251565520595]
[null,31.036999999999999,1837.3761331062974,2148.1474967204476,563.26155983373894,483.67384115621456,null,null,null,null,null,null,null,null,null,null,null,31.036999999999999,1837.3761331062974,2148.1474967204476]
[null,31.089000000000002,1837.380687767969,2137.2656104313955,563.24803084398127,473.50095331451678,null,null,null,null,null,null,null,null,null,null,null,31.089000000000002,1837.380687767969,2137.2656104313955]
[null,31.091000000000001,1837.3808587972912,2136.7605352777555,563.24751432930202,473.12959580134401,null,null,null,null,null,null,null,null,null,null,null,31.091000000000001,1837.3808587972912,2136.7605352777555]
[null,31.122,1837.3834709922653,2128.1219934513547,563.23954467275178,467.57764106159135,null,null,null,null,null,null,null,null,null,null,null,31.122,1837.3834709922653,2128.1219934513547]
[null,31.164000000000001,1837.3868955666844,2114.0269779671862,563.22885599376923,460.70634081149763,null,null,null,null,null,null,null,null,null,null,null,31.164000000000001,1837.3868955666844,2114.0269779671862]
[null,31.199000000000002,1837.3896509704946,2100.2358267328204,563.22004455691899,455.59920077976318,null,null,null,null,null,null,null,null,null,null,null,31.199000000000002,1837.3896509704946,2100.2358267328204]
[null,31.217000000000002,1837.3910339691306,2092.4406644618693,563.21554687893365,453.20546252292399,null,null,null,null,null,null,null,null,null,null,null,31.217000000000002,1837.3910339691306,2092.4406644618693]
[null,31.248000000000001,1837.3933627283711,2077.932509495367,563.20785487981766,449.47142032675328,null,null,null,null,null,null,null,null,null,null,null,31.248000000000001,1837.3933627283711,2077.932509495367]
[null,31.286999999999999,1837.396199427061,2057.8100348992907,563.19827486657061,445.50276719161849,null,null,null,null,null,null,null,null,null,null,null,31.286999999999999,1837.396199427061,2057.8100348992907]
[null,31.295999999999999,1837.396839678428,2052.8823282587632,563.19607943809103,444.70632219405161,null,null,null,null,null,null,null,null,null,null,null,31.295999999999999,1837.396839678428,2052.8823282587632]
[null,31.327000000000002,1837.3990047903799,2035.1312215123257,563.18856141346384,442.31618028086757,null,null,null,null,null,null,null,null,null,null,null,31.327000000000002,1837.3990047903799,2035.1312215123257]
[null,31.358000000000001,1837.4011091248233,2016.2310079248452,563.18111153348048,440.48635242345233,null,null,null,null,null,null,null,null,null,null,null,31.358000000000001,1837.4011091248233,2016.2310079248452]
[null,31.385999999999999,1837.4029592984455,1998.2380580148094,563.17444109313237,439.32757538798757,null,null,null,null,null,null,null,null,null,null,null,31.385999999999999,1837.4029592984455,1998.2380580148094]
[null,31.435000000000002,1837.4060866563727,1964.841055864832,563.16290108588021,438.45505790754362,null,null,null,null,null,null,null,null,null,null,null,31.435000000000002,1837.4060866563727,1964.841055864832]
[null,31.452999999999999,1837.407201610069,1952.0212366206028,563.1587043924477,438.50969827723907,null,null,null,null,null,null,null,null,null,null,null,31.452999999999999,1837.407201610069,1952.0212366206028]
[null,31.484000000000002,1837.4090810583675,1929.3287923083963,563.151530118285,439.0815762188405,null,null,null,null,null,null,null,null,null,null,null,31.484000000000002,1837.4090810583675,1929.3287923083963]
[null,31.509,1837.4105605478796,1910.5216894808768,563.1457934725421,439.98512576362918,null,null,null,null,null,null,null,null,null,null,null,31.509,1837.4105605478796,1910.5216894808768]
[null,31.532,1837.4118943017124,1892.870942876764,563.14055432978091,441.16580747426906,null,null,null,null,null,null,null,null,null,null,null,31.532,1837.4118943017124,1892.870942876764]
[null,31.563000000000002,1837.4136522525721,1868.6334030730261,563.13355116935406,443.28594487439165,null,null,null,null,null,null,null,null,null,null,null,31.563000000000002,1837.4136522525721,1868.6334030730261]
[null,31.581,1837.4146529429809,1854.3639825408293,563.12951543122972,444.79427972236044,null,null,null,null,null,null,null,null,null,null,null,31.581,1837.4146529429809,1854.3639825408293]
[null,31.635999999999999,1837.4176251035353,1810.1394455976708,563.11732263873921,450.64956618685858,null,null,null,null,null,null,null,null,null,null,null,31.635999999999999,1837.4176251035353,1810.1394455976708]
[null,31.641999999999999,1837.4179419486366,1805.2771099220352,563.11600509890991,451.40043464935519,null,null,null,null,null,null,null,null,null,null,null,31.641999999999999,1837.4179419486366,1805.2771099220352]
[null,31.689,1837.4203773762761,1767.1113655058052,563.10576946370202,458.02662889476244,null,null,null,null,null,null,null,null,null,null,null,31.689,1837.4203773762761,1767.1113655058052]
[null,31.720000000000002,1837.4219414157656,1742.0010529055146,563.09910045258925,463.10188833199618,null,null,null,null,null,null,null,null,null,null,null,31.720000000000002,1837.4219414157656,1742.0010529055146]
[null,31.731000000000002,1837.422488891646,1733.1310743350941,563.09674963066288,465.03334108888083,null,null,null,null,null,null,null,null,null,null,null,31.731000000000002,1837.422488891646,1733.1310743350941]
[null,31.768000000000001,1837.4243035109,1703.546386470091,563.08890194845253,472.01564085740984,null,null,null,null,null,null,null,null,null,null,null,31.768000000000001,1837.4243035109,1703.546386470091]
[null,31.798999999999999,1837.4257942662966,1679.1711882823552,563.08239720552729,478.42044602621218,null,null,null,null,null,null,null,null,null,null,null,31.798999999999999,1837.4257942662966,1679.1711882823552]
[null,31.817,1837.4266485283438,1665.2421574718849,563.07864948420047,482.3607518495055,null,null,null,null,null,null,null,null,null,null,null,31.817,1837.4266485283438,1665.2421574718849]
[null,31.858000000000001,1837.428566222193,1634.2778702959658,563.07019254378338,491.90901664266363,null,null,null,null,null,null,null,null,null,null,null,31.858000000000001,1837.428566222193,1634.2778702959658]
[null,31.878,1837.4294887963126,1619.6227562715542,563.06610703383694,496.83947975561512,null,null,null,null,null,null,null,null,null,null,null,31.878,1837.4294887963126,1619.6227562715542]
[null,31.896000000000001,1837.4303126064876,1606.7208545672931,563.06245223790177,501.42013302191208,null,null,null,null,null,null,null,null,null,null,null,31.896000000000001,1837.4303126064876,1606.7208545672931]
[null,31.927,1837.4317183111082,1585.2077775224407,563.05620675172531,509.60712691130641,null,null,null,null,null,null,null,null,null,null,null,31.927,1837.4317183111082,1585.2077775224407]
[null,31.957000000000001,1837.4330647692118,1565.3319533260292,563.05022115091788,517.86015116936107,null,null,null,null,null,null,null,null,null,null,null,31.957000000000001,1837.4330647692118,1565.3319533260292]
[null,32.003999999999998,1837.4351516224017,1536.2982880043353,563.04095790532119,531.35984265028162,null,null,null,null,null,null,null,null,null,null,null,32.003999999999998,1837.4351516224017,1536.2982880043353]
[null,32.035000000000004,1837.4365161270018,1518.7081006574499,563.03492348105442,540.58625532486724,null,null,null,null,null,null,null,null,null,null,null,32.035000000000004,1837.4365161270018,1518.7081006574499]
[null,32.052999999999997,1837.4373050630124,1509.1106912147,563.03144680793389,546.04134819141132,null,null,null,null,null,null,null,null,null,null,null,32.052999999999997,1837.4373050630124,1509.1106912147]
[null,32.08,1837.4384848907678,1495.6123615106847,563.02626890306806,554.33641259920898,null,null,null,null,null,null,null,null,null,null,null,32.08,1837.4384848907678,1495.6123615106847]
[null,32.113999999999997,1837.4399662924884,1480.228908955482,563.01981128956481,564.93327068980352,null,null,null,null,null,null,null,null,null,null,null,32.113999999999997,1837.4399662924884,1480.228908955482]
[null,32.131999999999998,1837.4407494052818,1472.8482669772634,563.01642056675882,570.59288431705772,null,null,null,null,null,null,null,null,null,null,null,32.131999999999998,1837.4407494052818,1472.8482669772634]
[null,32.163000000000004,1837.4420975060405,1461.4316638375071,563.01062595098028,580.38779417942658,null,null,null,null,null,null,null,null,null,null,null,32.163000000000004,1837.4420975060405,1461.4316638375071]
[null,32.207000000000001,1837.4440126292589,1448.1620033968879,563.00249777391775,594.31349606008951,null,null,null,null,null,null,null,null,null,null,null,32.207000000000001,1837.4440126292589,1448.1620033968879]
[null,32.24,1837.4454527960759,1440.5668846693302,562.99647477032192,604.70277092996116,null,null,null,null,null,null,null,null,null,null,null,32.24,1837.4454527960759,1440.5668846693302]
[null,32.241999999999997,1837.4455402325934,1440.1732576441716,562.99611173133064,605.329429975587,null,null,null,null,null,null,null,null,null,null,null,32.241999999999997,1837.4455402325934,1440.1732576441716]
[null,32.289000000000001,1837.4476015922396,1433.1677495525548,562.9876450388158,619.9067842878278,null,null,null,null,null,null,null,null,null,null,null,32.289000000000001,1837.4476015922396,1433.1677495525548]
[null,32.302,1837.448174367421,1432.0015690986638,562.98532490290665,623.87536034565551,null,null,null,null,null,null,null,null,null,null,null,32.302,1837.448174367421,1432.0015690986638]
[null,32.35,1837.4503013364331,1430.6515412974989,562.97683840438515,638.20615226726773,null,null,null,null,null,null,null,null,null,null,null,32.35,1837.4503013364331,1430.6515412974989]
[null,32.368000000000002,1837.4511044913183,1431.357499939234,562.97368808377541,643.42465718687833,null,null,null,null,null,null,null,null,null,null,null,32.368000000000002,1837.4511044913183,1431.357499939234]
[null,32.399000000000001,1837.4524957013239,1434.1367934870686,562.96830295462121,652.17491511633295,null,null,null,null,null,null,null,null,null,null,null,32.399000000000001,1837.4524957013239,1434.1367934870686]
[null,32.417000000000002,1837.4533084799414,1436.6609391163868,562.96519931843454,657.10292633192773,null,null,null,null,null,null,null,null,null,null,null,32.417000000000002,1837.4533084799414,1436.6609391163868]
[null,32.459000000000003,1837.4552203716294,1445.1507412673236,562.9580228181361,668.10790128379529,null,null,null,null,null,null,null,null,null,null,null,32.459000000000003,1837.4552203716294,1445.1507412673236]
[null,32.478000000000002,1837.4560927861023,1450.1824880000074,562.95480594500486,672.83704596107748,null,null,null,null,null,null,null,null,null,null,null,32.478000000000002,1837.4560927861023,1450.1824880000074]
[null,32.524999999999999,1837.458272322029,1465.7816860857445,562.94692627334723,683.78989715182684,null,null,null,null,null,null,null,null,null,null,null,32.524999999999999,1837.458272322029,1465.7816860857445]
[null,32.555999999999997,1837.4597274101523,1478.4884381900656,562.94178870500343,690.3807519484584,null,null,null,null,null,null,null,null,null,null,null,32.555999999999997,1837.4597274101523,1478.4884381900656]
[null,32.558,1837.4598217806015,1479.3731154120233,562.94145885441196,690.78755209119379,null,null,null,null,null,null,null,null,null,null,null,32.558,1837.4598217806015,1479.3731154120233]
[null,32.603999999999999,1837.4620092261862,1501.8452520677799,562.93392524189153,699.49272903685699,null,null,null,null,null,null,null,null,null,null,null,32.603999999999999,1837.4620092261862,1501.8452520677799]
[null,32.634999999999998,1837.4635020202627,1519.2275323562098,562.92890467143252,704.61950298088345,null,null,null,null,null,null,null,null,null,null,null,32.634999999999998,1837.4635020202627,1519.2275323562098]
[null,32.652999999999999,1837.464375811039,1530.117887299275,562.92600999254898,707.30804782306814,null,null,null,null,null,null,null,null,null,null,null,32.652999999999999,1837.464375811039,1530.117887299275]
[null,32.680999999999997,1837.4657453579134,1548.1829392479067,562.92153666042213,711.05301212567576,null,null,null,null,null,null,null,null,null,null,null,32.680999999999997,1837.4657453579134,1548.1829392479067]
[null,32.713999999999999,1837.4673756492057,1571.1602326866353,562.91630995708647,714.75964455385019,null,null,null,null,null,null,null,null,null,null,null,32.713999999999999,1837.4673756492057,1571.1602326866353]
[null,32.731999999999999,1837.4682722751568,1584.4271511011291,562.91347944688687,716.44910702936545,null,null,null,null,null,null,null,null,null,null,null,32.731999999999999,1837.4682722751568,1584.4271511011291]
[null,32.762999999999998,1837.4698286051005,1608.4244180905935,562.90863795282121,718.79376802048057,null,null,null,null,null,null,null,null,null,null,null,32.762999999999998,1837.4698286051005,1608.4244180905935]
[null,32.808,1837.4721147953871,1645.6613358904112,562.90168358789435,720.8924120069712,null,null,null,null,null,null,null,null,null,null,null,32.808,1837.4721147953871,1645.6613358904112]
[null,32.840000000000003,1837.4737595750657,1673.7077751918362,562.89679023429971,721.42252930196423,null,null,null,null,null,null,null,null,null,null,null,32.840000000000003,1837.4737595750657,1673.7077751918362]
[null,32.871000000000002,1837.4753676131913,1701.9803932042694,562.8920901683174,721.16046028702954,null,null,null,null,null,null,null,null,null,null,null,32.871000000000002,1837.4753676131913,1701.9803932042694]
[null,32.889000000000003,1837.4763077511113,1718.8448488786119,562.88937905614307,720.65508409652307,null,null,null,null,null,null,null,null,null,null,null,32.889000000000003,1837.4763077511113,1718.8448488786119]
[null,32.902999999999999,1837.4770421586247,1732.1688090540511,562.88727942885942,720.08189130507708,null,null,null,null,null,null,null,null,null,null,null,32.902999999999999,1837.4770421586247,1732.1688090540511]
[null,32.950000000000003,1837.4795273427462,1778.054601138655,562.88028754054949,717.00331227893741,null,null,null,null,null,null,null,null,null,null,null,32.950000000000003,1837.4795273427462,1778.054601138655]
[null,32.968000000000004,1837.4804868141171,1796.0277605692806,562.87763266619379,715.35408982950946,null,null,null,null,null,null,null,null,null,null,null,32.968000000000004,1837.4804868141171,1796.0277605692806]
[null,32.999000000000002,1837.4821486622509,1827.3843564193535,562.87308955945264,711.9074010931671,null,null,null,null,null,null,null,null,null,null,null,32.999000000000002,1837.4821486622509,1827.3843564193535]
[null,33.03,1837.4838217769559,1859.1244105106503,562.86858284238997,707.70111261491434,null,null,null,null,null,null,null,null,null,null,null,33.03,1837.4838217769559,1859.1244105106503]
[null,33.047000000000004,1837.4847437811195,1876.6391551940078,562.86612665008488,705.07620919096769,null,null,null,null,null,null,null,null,null,null,null,33.047000000000004,1837.4847437811195,1876.6391551940078]
[null,33.078000000000003,1837.4864327000573,1908.6764620773715,562.86167510547614,699.71929108800975,null,null,null,null,null,null,null,null,null,null,null,33.078000000000003,1837.4864327000573,1908.6764620773715]
[null,33.125,1837.4890102910863,1957.1918596472344,562.8549923809087,690.22929963131264,null,null,null,null,null,null,null,null,null,null,null,33.125,1837.4890102910863,1957.1918596472344]
[null,33.152999999999999,1837.4905543907516,1985.8680966574093,562.85104853488701,683.82006229549688,null,null,null,null,null,null,null,null,null,null,null,{"$f":"B33162","v":33.152999999999999},{"$f":"C33162","v":1837.4905543907516},{"$f":"D33162","v":1985.8680966574093}]
[null,33.173000000000002,1837.49166069221,2006.1677966334153,562.84824830872719,678.91000169395647,null,null,null,null,null,null,null,null,null,null,null,33.173000000000002,1837.49166069221,2006.1677966334153]
[null,33.204000000000001,1837.4933802749708,2037.2211951710412,562.84393528334317,670.77343181671324,null,null,null,null,null,null,null,null,null,null,null,33.204000000000001,1837.4933802749708,2037.2211951710412]
[null,33.234999999999999,1837.4951047498284,2067.6375722101384,562.83965504652599,662.02640860465181,null,null,null,null,null,null,null,null,null,null,null,33.234999999999999,1837.4951047498284,2067.6375722101384]
[null,33.252000000000002,1837.4960521036901,2083.9913517163222,562.8373215703491,656.98328350378347,null,null,null,null,null,null,null,null,null,null,null,33.252000000000002,1837.4960521036901,2083.9913517163222]
[null,33.283000000000001,1837.497781932416,2113.1177633942111,562.83309118380748,647.36294296709048,null,null,null,null,null,null,null,null,null,null,null,33.283000000000001,1837.497781932416,2113.1177633942111]
[null,33.314,1837.4995137438393,2141.2185980790578,562.82889242928411,637.22973453507427,null,null,null,null,null,null,null,null,null,null,null,33.314,1837.4995137438393,2141.2185980790578]
[null,33.361000000000004,1837.5021405246789,2181.5389987274143,562.82258598230362,620.98656869843433,null,null,null,null,null,null,null,null,null,null,null,33.361000000000004,1837.5021405246789,2181.5389987274143]
[null,33.375,1837.5029227052898,2192.9545966866576,562.82072113148865,615.9637213725025,null,null,null,null,null,null,null,null,null,null,null,33.375,1837.5029227052898,2192.9545966866576]
[null,33.408999999999999,1837.504820728484,2219.4223606823371,562.81621799797267,603.45559517014499,null,null,null,null,null,null,null,null,null,null,null,{"$f":"B33418","v":33.408999999999999},{"$f":"C33418","v":1837.504820728484},{"$f":"D33418","v":2219.4223606823371}]
[null,33.44,1837.5065482674083,2241.8868222889128,562.81214372701629,591.71459363667202,null,null,null,null,null,null,null,null,null,null,null,33.44,1837.5065482674083,2241.8868222889128]
[null,33.471000000000004,1837.5082716706668,2262.6301498273883,562.80809918130399,579.70775779658459,null,null,null,null,null,null,null,null,null,null,null,33.471000000000004,1837.5082716706668,2262.6301498273883]
[null,33.502000000000002,1837.509989715888,2281.5333599489531,562.80408404498667,567.49044186885646,null,null,null,null,null,null,null,null,null,null,null,33.502000000000002,1837.509989715888,2281.5333599489531]
[null,33.518999999999998,1837.5109291554879,2291.0779177508975,562.80189457434392,560.72174925806121,null,null,null,null,null,null,null,null,null,null,null,33.518999999999998,1837.5109291554879,2291.0779177508975]
[null,33.536999999999999,1837.5119214789138,2300.5248688477418,562.79958580212872,553.51519667684545,null,null,null,null,null,null,null,null,null,null,null,{"$f":"B33546","v":33.536999999999999},{"$f":"C33546","v":1837.5119214789138},{"$f":"D33546","v":2300.5248688477418}]
[null,33.567999999999998,1837.5136240736385,2315.1499474334646,562.79563231597785,541.04120134149878,null,null,null,null,null,null,null,null,null,null,null,33.567999999999998,1837.5136240736385,2315.1499474334646]
[null,33.597000000000001,1837.5152085802022,2326.8774918630256,562.79195974021275,529.34541204812592,null,null,null,null,null,null,null,null,null,null,null,33.597000000000001,1837.5152085802022,2326.8774918630256]
[null,33.645000000000003,1837.5178110822558,2341.9538230403873,562.78593536891412,510.06521135241417,null,null,null,null,null,null,null,null,null,null,null,33.645000000000003,1837.5178110822558,2341.9538230403873]
[null,33.676000000000002,1837.5194768276083,2348.7129741950871,562.78208033819999,497.75536045687227,null,null,null,null,null,null,null,null,null,null,null,33.676000000000002,1837.5194768276083,2348.7129741950871]
[null,33.707000000000001,1837.5211294474595,2353.0650057814437,562.77825309910725,485.62903337675823,null,null,null,null,null,null,null,null,null,null,null,33.707000000000001,1837.5211294474595,2353.0650057814437]
[null,33.724000000000004,1837.5220297573246,2354.4122814161237,562.77616602470698,479.078954114667,null,null,null,null,null,null,null,null,null,null,null,33.724000000000004,1837.5220297573246,2354.4122814161237]
[null,33.755000000000003,1837.5236599227806,2354.9488000656797,562.77238147141736,467.35645870210743,null,null,null,null,null,null,null,null,null,null,null,33.755000000000003,1837.5236599227806,2354.9488000656797]
[null,33.773000000000003,1837.5245992721491,2354.1126500294581,562.77019655711422,460.70077445144,null,null,null,null,null,null,null,null,null,null,null,33.773000000000003,1837.5245992721491,2354.1126500294581]
[null,33.804000000000002,1837.5262039603238,2350.682619108014,562.76645519758745,449.53827451974797,null,null,null,null,null,null,null,null,null,null,null,33.804000000000002,1837.5262039603238,2350.682619108014]
[null,33.847000000000001,1837.528400837039,2341.7433235120534,562.76131049924004,434.77807157828715,null,null,null,null,null,null,null,null,null,null,null,33.847000000000001,1837.528400837039,2341.7433235120534]
[null,33.852000000000004,1837.5286540029942,2340.3886575218839,562.76071565478276,433.1223300313826,null,null,null,null,null,null,null,null,null,null,null,33.852000000000004,1837.5286540029942,2340.3886575218839]
[null,33.883000000000003,1837.5302125668834,2330.5301579825905,562.75704326651828,423.16553233964908,null,null,null,null,null,null,null,null,null,null,null,33.883000000000003,1837.5302125668834,2330.5301579825905]
[null,33.914000000000001,1837.5317514593855,2318.1748362320377,562.75339775798807,413.77900578280526,null,null,null,null,null,null,null,null,null,null,null,33.914000000000001,1837.5317514593855,2318.1748362320377]
[null,33.960999999999999,1837.5340452893242,2294.7578888418179,562.74792177807694,400.75020587900281,null,null,null,null,null,null,null,null,null,null,null,33.960999999999999,1837.5340452893242,2294.7578888418179]
[null,33.975999999999999,1837.5347670179844,2286.1187432599336,562.74618704785962,396.92071445980082,null,null,null,null,null,null,null,null,null,null,null,33.975999999999999,1837.5347670179844,2286.1187432599336]
[null,34.009,1837.5363366056513,2265.1773066825622,562.74239259903186,389.09429799025963,null,null,null,null,null,null,null,null,null,null,null,34.009,1837.5363366056513,2265.1773066825622]
[null,34.04,1837.5377876783054,2243.1438755814765,562.7388555724549,382.5294497261072,null,null,null,null,null,null,null,null,null,null,null,34.04,1837.5377876783054,2243.1438755814765]
[null,34.070999999999998,1837.5392154741214,2218.9069993277044,562.73534509676745,376.76814615245053,null,null,null,null,null,null,null,null,null,null,null,34.070999999999998,1837.5392154741214,2218.9069993277044]
[null,34.103000000000002,1837.5406643297258,2191.6767580377777,562.73174918936559,371.70252931856044,null,null,null,null,null,null,null,null,null,null,null,34.103000000000002,1837.5406643297258,2191.6767580377777]
[null,34.119,1837.5413790646842,2177.2544555762761,562.72996181908456,369.51682778657624,null,null,null,null,null,null,null,null,null,null,null,34.119,1837.5413790646842,2177.2544555762761]
[null,34.166000000000004,1837.5434405314311,2131.9579576715087,562.72475218366765,364.48072128328829,null,null,null,null,null,null,null,null,null,null,null,34.166000000000004,1837.5434405314311,2131.9579576715087]
[null,34.167999999999999,1837.5435269793147,2129.9378343048884,562.72453184551216,364.31317058410008,null,null,null,null,null,null,null,null,null,null,null,34.167999999999999,1837.5435269793147,2129.9378343048884]
[null,34.198,1837.5448110666389,2098.7843573697633,562.72123997549295,362.2676369136118,null,null,null,null,null,null,null,null,null,null,null,34.198,1837.5448110666389,2098.7843573697633]
[null,34.244999999999997,1837.5467747140676,2046.9920502314762,562.71613246274046,360.85596889127856,null,null,null,null,null,null,null,null,null,null,null,34.244999999999997,1837.5467747140676,2046.9920502314762]
[null,34.276000000000003,1837.5480373982425,2011.0541151383011,562.71279690445147,361.14428413538911,null,null,null,null,null,null,null,null,null,null,null,34.276000000000003,1837.5480373982425,2011.0541151383011]
[null,34.307000000000002,1837.549274048079,1973.8892456935375,562.70948775002432,362.41310826132707,null,null,null,null,null,null,null,null,null,null,null,34.307000000000002,1837.549274048079,1973.8892456935375]
[null,34.325000000000003,1837.5499801077774,1951.8122653880068,562.70757842059072,363.60170297609199,null,null,null,null,null,null,null,null,null,null,null,34.325000000000003,1837.5499801077774,1951.8122653880068]
[null,34.355000000000004,1837.5511372450624,1914.3150942974823,562.70441598274681,366.3208297481047,null,null,null,null,null,null,null,null,null,null,null,34.355000000000004,1837.5511372450624,1914.3150942974823]
[null,34.372999999999998,1837.5518197413624,1891.452135749493,562.7025303860147,368.39420265485683,null,null,null,null,null,null,null,null,null,null,null,34.372999999999998,1837.5518197413624,1891.452135749493]
[null,34.404000000000003,1837.5529744414296,1851.5582231143048,562.69930382946575,372.73732158176693,null,null,null,null,null,null,null,null,null,null,null,34.404000000000003,1837.5529744414296,1851.5582231143048]
[null,34.448,1837.5545684990523,1794.1287931078184,562.69476951397246,380.55965169978901,null,null,null,null,null,null,null,null,null,null,null,34.448,1837.5545684990523,1794.1287931078184]
[null,34.481000000000002,1837.5557296827888,1750.7300631033595,562.69140366214958,387.67767678216086,null,null,null,null,null,null,null,null,null,null,null,34.481000000000002,1837.5557296827888,1750.7300631033595]
[null,34.512,1837.5567938840163,1709.9403167575117,562.68826903171532,395.31512677789925,null,null,null,null,null,null,null,null,null,null,null,34.512,1837.5567938840163,1709.9403167575117]
[null,34.53,1837.55740007385,1686.3263905766833,562.68646102557864,400.16169537977106,null,null,null,null,null,null,null,null,null,null,null,34.53,1837.55740007385,1686.3263905766833]
[null,34.547000000000004,1837.5579647313987,1664.1155083689341,562.68476162569152,405.01022788407892,null,null,null,null,null,null,null,null,null,null,null,34.547000000000004,1837.5579647313987,1664.1155083689341]
[null,34.591000000000001,1837.5593911406622,1607.2760084348281,562.6803999774196,418.74202892584464,null,null,null,null,null,null,null,null,null,null,null,34.591000000000001,1837.5593911406622,1607.2760084348281]
[null,34.609000000000002,1837.5599602695554,1584.3908880856459,562.67863095872565,424.83265039143123,null,null,null,null,null,null,null,null,null,null,null,34.609000000000002,1837.5599602695554,1584.3908880856459]
[null,34.64,1837.560921144136,1545.6343351539222,562.675605112281,435.93297088314574,null,null,null,null,null,null,null,null,null,null,null,34.64,1837.560921144136,1545.6343351539222]
[null,34.67,1837.5618281344416,1509.0779754156545,562.67270190700026,447.37408697647942,null,null,null,null,null,null,null,null,null,null,null,34.67,1837.5618281344416,1509.0779754156545]
[null,34.688000000000002,1837.562361701448,1487.6668430183936,562.67097179097891,454.54997794923577,null,null,null,null,null,null,null,null,null,null,null,34.688000000000002,1837.562361701448,1487.6668430183936]
[null,34.719000000000001,1837.5632622775527,1451.8393376162287,562.66801288067643,467.42035907468528,null,null,null,null,null,null,null,null,null,null,null,34.719000000000001,1837.5632622775527,1451.8393376162287]
[null,34.765999999999998,1837.5645844614173,1400.4148531464357,562.66357674740379,488.05821744224073,null,null,null,null,null,null,null,null,null,null,null,34.765999999999998,1837.5645844614173,1400.4148531464357]
[null,34.797000000000004,1837.5654288962589,1368.6725681012249,562.66068366480908,502.32413107751063,null,null,null,null,null,null,null,null,null,null,null,34.797000000000004,1837.5654288962589,1368.6725681012249]
[null,34.826999999999998,1837.5662258505254,1339.7931600774175,562.65790872714922,516.55458780383003,null,null,null,null,null,null,null,null,null,null,null,34.826999999999998,1837.5662258505254,1339.7931600774175]
[null,34.844999999999999,1837.5666947136469,1323.3972231134935,562.65625545816476,525.26808911140745,null,null,null,null,null,null,null,null,null,null,null,34.844999999999999,1837.5666947136469,1323.3972231134935]
[null,34.875999999999998,1837.5674862843041,1296.9045279267013,562.65342867251036,540.53670461724801,null,null,null,null,null,null,null,null,null,null,null,34.875999999999998,1837.5674862843041,1296.9045279267013]
[null,34.892000000000003,1837.5678871466098,1284.1362346601879,562.65197981953679,548.52775460377757,null,null,null,null,null,null,null,null,null,null,null,34.892000000000003,1837.5678871466098,1284.1362346601879]
[null,34.923999999999999,1837.5686736456662,1260.5470328527933,562.64910275473471,564.68660767544213,null,null,null,null,null,null,null,null,null,null,null,34.923999999999999,1837.5686736456662,1260.5470328527933]
[null,34.954999999999998,1837.5694168372952,1240.2879801361926,562.64634176521395,580.50166202621131,null,null,null,null,null,null,null,null,null,null,null,34.954999999999998,1837.5694168372952,1240.2879801361926]
[null,34.972999999999999,1837.5698402073924,1229.7464095143951,562.64475038873354,589.72745819302327,null,null,null,null,null,null,null,null,null,null,null,34.972999999999999,1837.5698402073924,1229.7464095143951]
[null,35.018999999999998,1837.5708961081923,1207.0648844746254,562.64072268898167,613.3284407973581,null,null,null,null,null,null,null,null,null,null,null,35.018999999999998,1837.5708961081923,1207.0648844746254]
[null,35.033999999999999,1837.5712326428679,1201.0342824145844,562.63942143134261,621.00074432540089,null,null,null,null,null,null,null,null,null,null,null,35.033999999999999,1837.5712326428679,1201.0342824145844]
[null,35.081000000000003,1837.5722637280417,1186.647722693278,562.63538255107403,644.828831145359,null,null,null,null,null,null,null,null,null,null,null,35.081000000000003,1837.5722637280417,1186.647722693278]
[null,35.112000000000002,1837.5729254033754,1180.9962057904672,562.6327503027486,660.27177451785803,null,null,null,null,null,null,null,null,null,null,null,35.112000000000002,1837.5729254033754,1180.9962057904672]
[null,35.118000000000002,1837.5730518642158,1180.2614658369837,562.63224373084006,663.22753808811808,null,null,null,null,null,null,null,null,null,null,null,35.118000000000002,1837.5730518642158,1180.2614658369837]
[null,35.160000000000004,1837.5739232339433,1178.4242050134901,562.62872389150618,683.54786566553457,null,null,null,null,null,null,null,null,null,null,null,35.160000000000004,1837.5739232339433,1178.4242050134901]
[null,35.191000000000003,1837.5745516487307,1180.8163817525708,562.62615513070011,698.0546714098889,null,null,null,null,null,null,null,null,null,null,null,35.191000000000003,1837.5745516487307,1180.8163817525708]
[null,35.209000000000003,1837.5749111559358,1183.6777211013573,562.62467490700283,706.25263480825504,null,null,null,null,null,null,null,null,null,null,null,35.209000000000003,1837.5749111559358,1183.6777211013573]
[null,35.241,1837.5755411121952,1191.4429694774367,562.622063801796,720.3645859751349,null,null,null,null,null,null,null,null,null,null,null,35.241,1837.5755411121952,1191.4429694774367]
[null,35.270000000000003,1837.5761025074498,1201.4389303608666,562.61971990900815,732.58623409794779,null,null,null,null,null,null,null,null,null,null,null,35.270000000000003,1837.5761025074498,1201.4389303608666]
[null,35.317,1837.5769949026464,1223.5720345964012,562.61596606294654,751.09785523301139,null,null,null,null,null,null,null,null,null,null,null,35.317,1837.5769949026464,1223.5720345964012]
[null,35.319000000000003,1837.577032432195,1224.6752195554311,562.61580754787724,751.84714919802411,null,null,null,null,null,null,null,null,null,null,null,35.319000000000003,1837.577032432195,1224.6752195554311]
[null,35.368000000000002,1837.5779416440107,1255.7502373795332,562.61195484464156,769.13658452261586,null,null,null,null,null,null,null,null,null,null,null,35.368000000000002,1837.5779416440107,1255.7502373795332]
[null,35.396000000000001,1837.5784530782737,1276.9368620362343,562.60977977615858,778.03647256115937,null,null,null,null,null,null,null,null,null,null,null,35.396000000000001,1837.5784530782737,1276.9368620362343]
[null,35.427,1837.5790132667212,1303.2156755603451,562.60739389049888,786.99485120483018,null,null,null,null,null,null,null,null,null,null,null,35.427,1837.5790132667212,1303.2156755603451]
[null,35.445,1837.5793359071695,1319.7994271335774,562.60601917218594,791.74439696885088,null,null,null,null,null,null,null,null,null,null,null,35.445,1837.5793359071695,1319.7994271335774]
[null,35.463000000000001,1837.5796567930649,1337.3309863498807,562.60465221257482,796.14948650314261,null,null,null,null,null,null,null,null,null,null,null,35.463000000000001,1837.5796567930649,1337.3309863498807]
[null,35.506,1837.5804170815609,1382.9105874470035,562.60141783725885,805.2242723435013,null,null,null,null,null,null,null,null,null,null,null,35.506,1837.5804170815609,1382.9105874470035]
[null,35.524000000000001,1837.5807330557236,1403.4755032635117,562.60007683384549,808.39576483583733,null,null,null,null,null,null,null,null,null,null,null,35.524000000000001,1837.5807330557236,1403.4755032635117]
[null,35.555,1837.5812746025374,1440.8358578219611,562.59778501585299,812.95970257940144,null,null,null,null,null,null,null,null,null,null,null,35.555,1837.5812746025374,1440.8358578219611]
[null,35.602000000000004,1837.5820905955409,1501.8578496237978,562.59435252835988,817.64669787648927,null,null,null,null,null,null,null,null,null,null,null,35.602000000000004,1837.5820905955409,1501.8578496237978]
[null,35.619999999999997,1837.5824018845487,1526.5190244613368,562.5930512707215,818.71151785030679,null,null,null,null,null,null,null,null,null,null,null,35.619999999999997,1837.5824018845487,1526.5190244613368]
[null,35.634,1837.5826436518669,1546.1585938409639,562.59204422827963,819.25550251392394,null,null,null,null,null,null,null,null,null,null,null,35.634,1837.5826436518669,1546.1585938409639]
[null,35.680999999999997,1837.5834538179688,1614.7834072084486,562.58869541217791,819.24071038292175,null,null,null,null,null,null,null,null,null,null,null,35.680999999999997,1837.5834538179688,1614.7834072084486]
[null,35.712000000000003,1837.5839876244602,1662.0663092511422,562.58651325445442,817.66284210488607,null,null,null,null,null,null,null,null,null,null,null,35.712000000000003,1837.5839876244602,1662.0663092511422]
[null,35.747,1837.5845905426322,1717.0708915308587,562.58407458563659,814.37408112005062,null,null,null,null,null,null,null,null,null,null,null,35.747,1837.5845905426322,1717.0708915308587]
[null,35.76,1837.5848146830606,1737.8780974285849,562.5831754889316,812.74531652874339,null,null,null,null,null,null,null,null,null,null,null,35.76,1837.5848146830606,1737.8780974285849]
[null,35.791000000000004,1837.5853498892059,1788.1818894988569,562.5810459590075,807.97430869617847,null,null,null,null,null,null,null,null,null,null,null,35.791000000000004,1837.5853498892059,1788.1818894988569]
[null,35.808999999999997,1837.58566125327,1817.7631080814945,562.5798187307571,804.63351398827888,null,null,null,null,null,null,null,null,null,null,null,35.808999999999997,1837.58566125327,1817.7631080814945]
[null,35.841999999999999,1837.5862335533561,1872.5222879112425,562.57758629442708,797.43136721646772,null,null,null,null,null,null,null,null,null,null,null,35.841999999999999,1837.5862335533561,1872.5222879112425]
[null,35.869999999999997,1837.5867209225539,1919.335869843313,562.57570963922558,790.24225291388393,null,null,null,null,null,null,null,null,null,null,null,35.869999999999997,1837.5867209225539,1919.335869843313]
[null,35.917000000000002,1837.5875434400814,1998.1135717677721,562.57259513360032,776.0055342169984,null,null,null,null,null,null,null,null,null,null,null,35.917000000000002,1837.5875434400814,1998.1135717677721]
[null,35.948,1837.5880894491142,2049.8490231645587,562.57056490212256,765.17465837502311,null,null,null,null,null,null,null,null,null,null,null,35.948,1837.5880894491142,2049.8490231645587]
[null,35.969000000000001,1837.588461077635,2084.6412956278764,562.56920026182058,757.21060689158298,null,null,null,null,null,null,null,null,null,null,null,{"$f":"B35978","v":35.969000000000001},{"$f":"C35978","v":1837.588461077635},{"$f":"D35978","v":2084.6412956278764}]
[null,35.996000000000002,1837.5889411075448,2128.9270381372708,562.56745823728806,746.25272801051381,null,null,null,null,null,null,null,null,null,null,null,35.996000000000002,1837.5889411075448,2128.9270381372708]
[null,36.027000000000001,1837.589495510493,2178.9519550413524,562.56547527394025,732.7145225244318,null,null,null,null,null,null,null,null,null,null,null,36.027000000000001,1837.589495510493,2178.9519550413524]
[null,36.045000000000002,1837.5898190928108,2207.5010703935695,562.56433217925644,724.40455979490343,null,null,null,null,null,null,null,null,null,null,null,36.045000000000002,1837.5898190928108,2207.5010703935695]
[null,36.091999999999999,1837.5906700543997,2279.9131175704742,562.56137573964952,701.2485454546329,null,null,null,null,null,null,null,null,null,null,null,36.091999999999999,1837.5906700543997,2279.9131175704742]
[null,36.122,1837.5912179549912,2324.2194484311535,562.55950971813627,685.4452400599796,null,null,null,null,null,null,null,null,null,null,null,36.122,1837.5912179549912,2324.2194484311535]
[null,36.124000000000002,1837.591254615744,2327.113336860873,562.55938589267623,684.36528418982869,null,null,null,null,null,null,null,null,null,null,null,36.124000000000002,1837.591254615744,2327.113336860873]
[null,36.155000000000001,1837.5918250269915,2370.9264429118152,562.55747570701556,667.23011904806799,null,null,null,null,null,null,null,null,null,null,null,36.155000000000001,1837.5918250269915,2370.9264429118152]
[null,36.191000000000003,1837.5924926006114,2419.134160870723,562.55527865364752,646.46871431978059,null,null,null,null,null,null,null,null,null,null,null,36.191000000000003,1837.5924926006114,2419.134160870723]
[null,36.231999999999999,1837.5932596881826,2470.1137250121046,562.55280372977927,621.84681573963474,null,null,null,null,null,null,null,null,null,null,null,36.231999999999999,1837.5932596881826,2470.1137250121046]
[null,36.262999999999998,1837.5938444683945,2505.5977034078051,562.55095137622425,602.65261596027472,null,null,null,null,null,null,null,null,null,null,null,36.262999999999998,1837.5938444683945,2505.5977034078051]
[null,36.280999999999999,1837.594185890973,2524.9014945828653,562.54988318182814,591.3180894841239,null,null,null,null,null,null,null,null,null,null,null,36.280999999999999,1837.594185890973,2524.9014945828653]
[null,36.314,1837.5948153507791,2557.6638447634496,562.54793868391516,570.24616646283448,null,null,null,null,null,null,null,null,null,null,null,36.314,1837.5948153507791,2557.6638447634496]
[null,36.329000000000001,1837.5951029494126,2571.3833027766163,562.54706068320024,560.56764509347056,null,null,null,null,null,null,null,null,null,null,null,36.329000000000001,1837.5951029494126,2571.3833027766163]
[null,36.36,1837.5957001801708,2597.3067152403992,562.54525760224135,540.4258336623426,null,null,null,null,null,null,null,null,null,null,null,36.36,1837.5957001801708,2597.3067152403992]
[null,36.390999999999998,1837.5963011523445,2619.8233135247488,562.54346975747956,520.17521228992484,null,null,null,null,null,null,null,null,null,null,null,36.390999999999998,1837.5963011523445,2619.8233135247488]
[null,36.413000000000004,1837.596729832112,2633.6555785555024,562.54221007635931,505.79091693343258,null,null,null,null,null,null,null,null,null,null,null,36.413000000000004,1837.596729832112,2633.6555785555024]
[null,36.439,1837.5972386918829,2647.6311300177517,562.54073098545837,488.8315485933972,null,null,null,null,null,null,null,null,null,null,null,36.439,1837.5972386918829,2647.6311300177517]
[null,36.47,1837.5978484223158,2660.8436667376195,562.53898089932932,468.74479602210351,null,null,null,null,null,null,null,null,null,null,null,36.47,1837.5978484223158,2660.8436667376195]
[null,36.517000000000003,1837.5987786298306,2673.5004200219278,562.53635495918559,438.77976288867256,null,null,null,null,null,null,null,null,null,null,null,36.517000000000003,1837.5987786298306,2673.5004200219278]
[null,36.536000000000001,1837.5991564822712,2676.037180375346,562.53530263812013,426.90073012019286,null,null,null,null,null,null,null,null,null,null,null,36.536000000000001,1837.5991564822712,2676.037180375346]
[null,36.564999999999998,1837.5997350207197,2676.9970854874609,562.53370655137667,409.10243788396718,null,null,null,null,null,null,null,null,null,null,null,36.564999999999998,1837.5997350207197,2676.9970854874609]
[null,36.596000000000004,1837.6003556544231,2674.0941862115624,562.53201369897442,390.60113419976426,null,null,null,null,null,null,null,null,null,null,null,36.596000000000004,1837.6003556544231,2674.0941862115624]
[null,36.627000000000002,1837.600978268119,2667.1027784102271,562.53033440293757,372.73520433913285,null,null,null,null,null,null,null,null,null,null,null,36.627000000000002,1837.600978268119,2667.1027784102271]
[null,36.663000000000004,1837.6017033762826,2653.8407575822612,562.52840100816366,352.90849140350821,null,null,null,null,null,null,null,null,null,null,null,36.663000000000004,1837.6017033762826,2653.8407575822612]
[null,36.675000000000004,1837.6019454915527,2648.194041446975,562.52776049653335,346.54268549678005,null,null,null,null,null,null,null,null,null,null,null,36.675000000000004,1837.6019454915527,2648.194041446975]
[null,36.722000000000001,1837.602895266253,2620.2174473608798,562.52527058997396,322.91013702914972,null,null,null,null,null,null,null,null,null,null,null,36.722000000000001,1837.602895266253,2620.2174473608798]
[null,36.753,1837.6035225887135,2596.7143274979107,562.52364445974251,308.55946567411803,null,null,null,null,null,null,null,null,null,null,null,36.753,1837.6035225887135,2596.7143274979107]
[null,36.758000000000003,1837.6036238052175,2592.5529066219037,562.52338336858668,306.34373458677544,null,null,null,null,null,null,null,null,null,null,null,36.758000000000003,1837.6036238052175,2592.5529066219037]
[null,36.801000000000002,1837.6044943404243,2552.5922600845274,562.52115145715925,288.49303336949799,null,null,null,null,null,null,null,null,null,null,null,{"$f":"B36810","v":36.801000000000002},{"$f":"C36810","v":1837.6044943404243},{"$f":"D36810","v":2552.5922600845274}]
[null,36.832000000000001,1837.605121641358,2519.2494214723924,562.51955721910758,277.03704709555194,null,null,null,null,null,null,null,null,null,null,null,36.832000000000001,1837.605121641358,2519.2494214723924]
[null,36.863,1837.6057482712272,2482.2424208575039,562.51797522228514,266.84276172928429,null,null,null,null,null,null,null,null,null,null,null,36.863,1837.6057482712272,2482.2424208575039]
[null,36.884999999999998,1837.6061923604473,2453.8325452994736,562.5168598619872,260.40826269026405,null,null,null,null,null,null,null,null,null,null,null,36.884999999999998,1837.6061923604473,2453.8325452994736]
[null,36.911000000000001,1837.6067163224607,2418.0451140771102,562.51554949633123,253.6924556077814,null,null,null,null,null,null,null,null,null,null,null,36.911000000000001,1837.6067163224607,2418.0451140771102]
[null,36.929000000000002,1837.6070784000265,2391.9149573474019,562.51464722314029,249.6226601037022,null,null,null,null,null,null,null,null,null,null,null,{"$f":"B36938","v":36.929000000000002},{"$f":"C36938","v":1837.6070784000265},{"$f":"D36938","v":2391.9149573474019}]
[null,36.96,1837.6077004561027,2344.4326203398709,562.51310263018036,243.75629617820678,null,null,null,null,null,null,null,null,null,null,null,36.96,1837.6077004561027,2344.4326203398709]
[null,37.008000000000003,1837.6086590462539,2265.1319121202173,562.51073402309407,237.61258893555009,null,null,null,null,null,null,null,null,null,null,null,37.008000000000003,1837.6086590462539,2265.1319121202173]
[null,37.036999999999999,1837.6092349714568,2214.1102354572104,562.50931639044938,235.67959836053936,null,null,null,null,null,null,null,null,null,null,null,37.036999999999999,1837.6092349714568,2214.1102354572104]
[null,37.067999999999998,1837.6098475031872,2157.2417472715506,562.50781203082693,235.12587990376372,null,null,null,null,null,null,null,null,null,null,null,37.067999999999998,1837.6098475031872,2157.2417472715506]
[null,37.099000000000004,1837.6104564508912,2098.2123688768356,562.50631898094832,236.1540754219379,null,null,null,null,null,null,null,null,null,null,null,37.099000000000004,1837.6104564508912,2098.2123688768356]
[null,37.106999999999999,1837.6106129715488,2082.6600671061624,562.5059355018916,236.67784523295532,null,null,null,null,null,null,null,null,null,null,null,37.106999999999999,1837.6106129715488,2082.6600671061624]
[null,37.146999999999998,1837.6113914050375,2003.1665854209848,562.50402925466324,240.89268432697537,null,null,null,null,null,null,null,null,null,null,null,37.146999999999998,1837.6113914050375,2003.1665854209848]
[null,37.164999999999999,1837.6117392941323,1966.5609192182076,562.50317747173699,243.65743908379503,null,null,null,null,null,null,null,null,null,null,null,37.164999999999999,1837.6117392941323,1966.5609192182076]
[null,37.195999999999998,1837.6123346690558,1902.52326953081,562.50171922108143,249.6779237779275,null,null,null,null,null,null,null,null,null,null,null,37.195999999999998,1837.6123346690558,1902.52326953081]
[null,37.227000000000004,1837.6129249808025,1837.4831924886726,562.50027192347795,257.28027054551171,null,null,null,null,null,null,null,null,null,null,null,37.227000000000004,1837.6129249808025,1837.4831924886726]
[null,37.264000000000003,1837.6136224528834,1758.9675393688954,562.49855874142315,268.39652185824519,null,null,null,null,null,null,null,null,null,null,null,37.264000000000003,1837.6136224528834,1758.9675393688954]
[null,37.274999999999999,1837.6138282450845,1735.5114419292486,562.498052389132,272.12363723783477,null,null,null,null,null,null,null,null,null,null,null,37.274999999999999,1837.6138282450845,1735.5114419292486]
[null,37.322000000000003,1837.6146990104762,1635.1617395140813,562.4959041377723,290.17799443604969,null,null,null,null,null,null,null,null,null,null,null,37.322000000000003,1837.6146990104762,1635.1617395140813]
[null,37.353000000000002,1837.615265420174,1569.2454220795628,562.49450066673364,303.92343504407665,null,null,null,null,null,null,null,null,null,null,null,37.353000000000002,1837.615265420174,1569.2454220795628]
[null,37.387,1837.6158790054001,1497.6449386078657,562.49297360461856,320.60864049235443,null,null,null,null,null,null,null,null,null,null,null,37.387,1837.6158790054001,1497.6449386078657]
[null,37.401000000000003,1837.616129255169,1468.4696731249749,562.49234851812457,327.95127854696506,null,null,null,null,null,null,null,null,null,null,null,37.401000000000003,1837.616129255169,1468.4696731249749]
[null,37.432000000000002,1837.6166782327923,1404.7040979341955,562.49097205851604,345.1507805343997,null,null,null,null,null,null,null,null,null,null,null,37.432000000000002,1837.6166782327923,1404.7040979341955]
[null,37.463000000000001,1837.617219920261,1342.353522735182,562.48960611871235,363.58902026292162,null,null,null,null,null,null,null,null,null,null,null,37.463000000000001,1837.617219920261,1342.353522735182]
[null,37.486000000000004,1837.6176169704609,1297.1955505652711,562.48859945404831,378.02475938099593,null,null,null,null,null,null,null,null,null,null,null,37.486000000000004,1837.6176169704609,1297.1955505652711]
[null,37.511000000000003,1837.6180437492121,1249.3420178795741,562.48751177936083,394.40276156886904,null,null,null,null,null,null,null,null,null,null,null,37.511000000000003,1837.6180437492121,1249.3420178795741]
[null,37.558,1837.6188322076075,1163.4019334484428,562.48548529411278,426.97286492780688,null,null,null,null,null,null,null,null,null,null,null,37.558,1837.6188322076075,1163.4019334484428]
[null,37.588999999999999,1837.6193420809232,1110.0105540011077,562.48416174039164,449.59627843316605,null,null,null,null,null,null,null,null,null,null,null,37.588999999999999,1837.6193420809232,1110.0105540011077]
[null,37.609000000000002,1837.6196666486339,1077.1154829586665,562.4833133300084,464.61795909675715,null,null,null,null,null,null,null,null,null,null,null,37.609000000000002,1837.6196666486339,1077.1154829586665]
[null,37.637,1837.6201151821854,1033.271637546723,562.48213278096853,486.14767304126894,null,null,null,null,null,null,null,null,null,null,null,37.637,1837.6201151821854,1033.271637546723]
[null,37.667999999999999,1837.6206036927499,987.95324787165475,562.48083555810422,510.57623764432196,null,null,null,null,null,null,null,null,null,null,null,37.667999999999999,1837.6206036927499,987.95324787165475]
[null,37.686,1837.6208834040108,963.2913261211346,562.48008705578798,525.00373905894605,null,null,null,null,null,null,null,null,null,null,null,37.686,1837.6208834040108,963.2913261211346]
[null,37.707999999999998,1837.6212213075262,934.88306525117719,562.47917692537385,542.83994965596969,null,null,null,null,null,null,null,null,null,null,null,37.707999999999998,1837.6212213075262,934.88306525117719]
[null,37.747,1837.621809509048,889.45442634934716,562.47757621299456,574.88288159368983,null,null,null,null,null,null,null,null,null,null,null,37.747,1837.621809509048,889.45442634934716]
[null,37.765000000000001,1837.6220762937819,870.71320876787104,562.47684289151016,589.8005761171454,null,null,null,null,null,null,null,null,null,null,null,37.765000000000001,1837.6220762937819,870.71320876787104]
[null,37.795999999999999,1837.6225287690936,841.88351491802177,562.47558803209586,615.59146250139042,null,null,null,null,null,null,null,null,null,null,null,37.795999999999999,1837.6225287690936,841.88351491802177]
[null,37.831000000000003,1837.6230289649827,814.77504554896359,562.47418352888394,644.72681726764142,null,null,null,null,null,null,null,null,null,null,null,37.831000000000003,1837.6230289649827,814.77504554896359]
[null,37.872999999999998,1837.6236142400587,790.18154078439954,562.47251527520905,679.46800299278368,null,null,null,null,null,null,null,null,null,null,null,37.872999999999998,1837.6236142400587,790.18154078439954]
[null,37.904000000000003,1837.6240357658337,777.77369434380932,562.4712959234904,704.78333762078614,null,null,null,null,null,null,null,null,null,null,null,37.904000000000003,1837.6240357658337,777.77369434380932]
[null,37.922000000000004,1837.6242764546366,772.86063598789679,562.47059257399656,719.29855335053298,null,null,null,null,null,null,null,null,null,null,null,37.922000000000004,1837.6242764546366,772.86063598789679]
[null,37.957999999999998,1837.6247489022453,768.17173229865023,562.46919613329476,747.80745721237554,null,null,null,null,null,null,null,null,null,null,null,37.957999999999998,1837.6247489022453,768.17173229865023]
[null,37.983000000000004,1837.6250700223748,768.99450658200897,562.46823441865888,767.11233667899955,null,null,null,null,null,null,null,null,null,null,null,37.983000000000004,1837.6250700223748,768.99450658200897]
[null,38.000999999999998,1837.6252977151639,771.67555348119822,562.46754605670139,780.7195344843409,null,null,null,null,null,null,null,null,null,null,null,38.000999999999998,1837.6252977151639,771.67555348119822]
[null,38.032000000000004,1837.6256830083137,780.41210535903031,562.46636852568054,803.50426794634291,null,null,null,null,null,null,null,null,null,null,null,38.032000000000004,1837.6256830083137,780.41210535903031]
[null,38.052999999999997,1837.6259391331494,789.29722080778083,562.46557657304493,818.4209458194988,null,null,null,null,null,null,null,null,null,null,null,38.052999999999997,1837.6259391331494,789.29722080778083]
[null,38.08,1837.6262627051551,804.23813269377627,562.46456513709973,836.91777805777463,null,null,null,null,null,null,null,null,null,null,null,38.08,1837.6262627051551,804.23813269377627]
[null,38.111000000000004,1837.6266263570415,826.24885413692766,562.46341326097001,857.11893427828113,null,null,null,null,null,null,null,null,null,null,null,38.111000000000004,1837.6266263570415,826.24885413692766]
[null,38.158000000000001,1837.6271619685842,869.40302640870823,562.46168599130181,885.39934948976963,null,null,null,null,null,null,null,null,null,null,null,38.158000000000001,1837.6271619685842,869.40302640870823]
[null,38.18,1837.6274062916812,893.58482623492637,562.46088538059439,897.57662924300644,null,null,null,null,null,null,null,null,null,null,null,38.18,1837.6274062916812,893.58482623492637]
[null,38.219000000000001,1837.6278296304454,942.53554327388883,562.45947845821286,917.3607898574902,null,null,null,null,null,null,null,null,null,null,null,38.219000000000001,1837.6278296304454,942.53554327388883]
[null,38.237000000000002,1837.6280208792098,967.69035070965526,562.45883441990179,925.67266683449793,null,null,null,null,null,null,null,null,null,null,null,38.237000000000002,1837.6280208792098,967.69035070965526]
[null,38.268000000000001,1837.6283442635065,1014.68840551279,562.4577330834062,938.71004202485267,null,null,null,null,null,null,null,null,null,null,null,38.268000000000001,1837.6283442635065,1014.68840551279]
[null,38.307000000000002,1837.6287406022022,1080.1770404598233,562.45636158078185,952.70935162285059,null,null,null,null,null,null,null,null,null,null,null,38.307000000000002,1837.6287406022022,1080.1770404598233]
[null,38.316000000000003,1837.628830442465,1096.2582895300241,562.45604729719491,955.54573806701239,null,null,null,null,null,null,null,null,null,null,null,38.316000000000003,1837.628830442465,1096.2582895300241]
[null,38.347000000000001,1837.6291353514259,1154.3081405416783,562.45497110952067,964.14738510089387,null,null,null,null,null,null,null,null,null,null,null,38.347000000000001,1837.6291353514259,1154.3081405416783]
[null,38.393999999999998,1837.6295846032108,1249.7456366999374,562.45335816188424,973.63072244766977,null,null,null,null,null,null,null,null,null,null,null,38.393999999999998,1837.6295846032108,1249.7456366999374]
[null,38.402000000000001,1837.629659555952,1266.8266308898417,562.45308585280611,974.80687048040909,null,null,null,null,null,null,null,null,null,null,null,38.402000000000001,1837.629659555952,1266.8266308898417]
[null,38.426000000000002,1837.629881848145,1319.4349234336069,562.45227281310576,977.55569398340276,null,null,null,null,null,null,null,null,null,null,null,38.426000000000002,1837.629881848145,1319.4349234336069]
[null,38.472999999999999,1837.6303063760786,1427.9522579596999,562.45069743774138,979.49941437811469,null,null,null,null,null,null,null,null,null,null,null,38.472999999999999,1837.6303063760786,1427.9522579596999]
[null,38.503999999999998,1837.6305789019275,1503.0739863952938,562.44967049041566,978.25203260225487,null,null,null,null,null,null,null,null,null,null,null,38.503999999999998,1837.6305789019275,1503.0739863952938]
[null,38.529000000000003,1837.6307945515705,1565.441757205801,562.44884929123998,975.76763156123423,null,null,null,null,null,null,null,null,null,null,null,{"$f":"B38538","v":38.529000000000003},{"$f":"C38538","v":1837.6307945515705},{"$f":"D38538","v":1565.441757205801}]
[null,38.552,1837.6309898177922,1624.0586138487859,562.44809927060589,972.31246879256628,null,null,null,null,null,null,null,null,null,null,null,38.552,1837.6309898177922,1624.0586138487859]
[null,38.582999999999998,1837.6312484459295,1704.6753117306655,562.44709664706716,965.88305892142785,null,null,null,null,null,null,null,null,null,null,null,38.582999999999998,1837.6312484459295,1704.6753117306655]
[null,38.600999999999999,1837.6313963088726,1752.2024161468687,562.44651881821733,961.21915115002128,null,null,null,null,null,null,null,null,null,null,null,38.600999999999999,1837.6313963088726,1752.2024161468687]
[null,38.652000000000001,1837.6318065622945,1888.9736142674799,562.44489883667131,944.3283887659569,null,null,null,null,null,null,null,null,null,null,null,38.652000000000001,1837.6318065622945,1888.9736142674799]
[null,38.677999999999997,1837.6320110475256,1959.4846934584409,562.44408268461007,933.65660835650181,null,null,null,null,null,null,null,null,null,null,null,38.677999999999997,1837.6320110475256,1959.4846934584409]
[null,38.709000000000003,1837.6322510232528,2043.8217805094637,562.44311809252542,919.15522962056468,null,null,null,null,null,null,null,null,null,null,null,38.709000000000003,1837.6322510232528,2043.8217805094637]
[null,38.710999999999999,1837.6322663681253,2049.2640052476149,562.44305617729731,918.15430925058899,null,null,null,null,null,null,null,null,null,null,null,38.710999999999999,1837.6322663681253,2049.2640052476149]
[null,38.758000000000003,1837.6326224490974,2176.7742978506849,562.44161214430005,892.4101414829064,null,null,null,null,null,null,null,null,null,null,null,38.758000000000003,1837.6326224490974,2176.7742978506849]
[null,38.780999999999999,1837.6327937092969,2238.6394460766496,562.44091311703698,878.29964124866217,null,null,null,null,null,null,null,null,null,null,null,38.780999999999999,1837.6327937092969,2238.6394460766496]
[null,38.819000000000003,1837.6330727176198,2339.5066587758752,562.43976908301886,852.91051932335051,null,null,null,null,null,null,null,null,null,null,null,38.819000000000003,1837.6330727176198,2339.5066587758752]
[null,38.837000000000003,1837.6332032793914,2386.5179581534617,562.43923187058431,840.01762184143138,null,null,null,null,null,null,null,null,null,null,null,38.837000000000003,1837.6332032793914,2386.5179581534617]
[null,38.868000000000002,1837.6334259126409,2466.0225422641233,562.43831369521854,816.57360634357997,null,null,null,null,null,null,null,null,null,null,null,38.868000000000002,1837.6334259126409,2466.0225422641233]
[null,38.908000000000001,1837.6337093786583,2565.3095550680209,562.43714197377108,784.14457216532696,null,null,null,null,null,null,null,null,null,null,null,38.908000000000001,1837.6337093786583,2565.3095550680209]
[null,38.916000000000004,1837.6337655994744,2584.653124968384,562.43690937643714,777.38194272670012,null,null,null,null,null,null,null,null,null,null,null,38.916000000000004,1837.6337655994744,2584.653124968384]
[null,38.947000000000003,1837.6339820973146,2657.7823659707647,562.43601351806637,750.3648469226282,null,null,null,null,null,null,null,null,null,null,null,38.947000000000003,1837.6339820973146,2657.7823659707647]
[null,38.994,1837.6343066343677,2762.4425878640686,562.43467167768767,707.15171890965587,null,null,null,null,null,null,null,null,null,null,null,38.994,1837.6343066343677,2762.4425878640686]
[null,39.003,1837.6343683275068,2781.5383490134054,562.43441696272032,698.59784204939353,null,null,null,null,null,null,null,null,null,null,null,39.003,1837.6343683275068,2781.5383490134054]
[null,39.055,1837.6347223585244,2885.2336868186267,562.43295916329771,647.6719015530623,null,null,null,null,null,null,null,null,null,null,null,39.055,1837.6347223585244,2885.2336868186267]
[null,39.073,1837.6348440673814,2918.3021629964051,562.43246000699492,629.52315751176502,null,null,null,null,null,null,null,null,null,null,null,39.073,1837.6348440673814,2918.3021629964051]
[null,39.103999999999999,1837.6350528432401,2971.5665367822171,562.43160686135832,597.76171112423117,null,null,null,null,null,null,null,null,null,null,null,39.103999999999999,1837.6350528432401,2971.5665367822171]
[null,39.130000000000003,1837.6352272566896,2996.8888888888882,562.43089761636509,570.79870994707699,null,null,null,null,null,null,null,null,null,null,null,39.130000000000003,1837.6352272566896,2996.8888888888882]
[null,39.152000000000001,1837.6353744369899,2996.8888888888882,562.43030192907486,548.32571743461904,null,null,null,null,null,null,null,null,null,null,null,39.152000000000001,1837.6353744369899,2996.8888888888882]
[null,39.183,1837.6355813393511,2996.8888888888882,562.42946939594844,517.39139947764897,null,null,null,null,null,null,null,null,null,null,null,39.183,1837.6355813393511,2996.8888888888882]
[null,39.201000000000001,1837.635701276808,2996.8888888888882,562.42898963052414,499.81444994225257,null,null,null,null,null,null,null,null,null,null,null,39.201000000000001,1837.635701276808,2996.8888888888882]
[null,39.253,1837.6360472879066,2996.8888888888882,562.42761846978749,450.57864861102792,null,null,null,null,null,null,null,null,null,null,null,39.253,1837.6360472879066,2996.8888888888882]
[null,39.277999999999999,1837.6362135511272,2996.8888888888882,562.42696700053148,427.70061518716921,null,null,null,null,null,null,null,null,null,null,null,39.277999999999999,1837.6362135511272,2996.8888888888882]
[null,39.308999999999997,1837.6364197943499,2996.8888888888882,562.42616605859848,400.0245994260593,null,null,null,null,null,null,null,null,null,null,null,39.308999999999997,1837.6364197943499,2996.8888888888882]
[null,39.340000000000003,1837.6366262512938,2996.8888888888882,562.42537264171665,373.0961629104541,null,null,null,null,null,null,null,null,null,null,null,39.340000000000003,1837.6366262512938,2996.8888888888882]
[null,39.352000000000004,1837.6367062551126,2996.8888888888882,562.42506751176245,362.86862308613576,null,null,null,null,null,null,null,null,null,null,null,39.352000000000004,1837.6367062551126,2996.8888888888882]
[null,39.387999999999998,1837.6369466426067,2996.8888888888882,562.42415874114113,332.82850354425563,null,null,null,null,null,null,null,null,null,null,null,39.387999999999998,1837.6369466426067,2996.8888888888882]
[null,39.419000000000004,1837.637154196537,2996.8888888888882,562.42338405371333,307.715155121306,null,null,null,null,null,null,null,null,null,null,null,39.419000000000004,1837.637154196537,2996.8888888888882]
[null,39.436999999999998,1837.6372749896211,2996.8888888888882,562.42293753347349,293.44569366076803,null,null,null,null,null,null,null,null,null,null,null,39.436999999999998,1837.6372749896211,2996.8888888888882]
[null,39.475000000000001,1837.63753076236,2996.8888888888882,562.42200273457627,264.05614355616808,null,null,null,null,null,null,null,null,null,null,null,39.475000000000001,1837.63753076236,2996.8888888888882]
[null,39.514000000000003,1837.6377944741555,2996.8888888888882,562.42105426238072,234.90165655484051,null,null,null,null,null,null,null,null,null,null,null,39.514000000000003,1837.6377944741555,2996.8888888888882]
[null,39.515999999999998,1837.6378080334512,2996.8888888888882,562.42100591756321,233.43345721584046,null,null,null,null,null,null,null,null,null,null,null,39.515999999999998,1837.6378080334512,2996.8888888888882]
[null,39.547000000000004,1837.6380186723961,2996.8888888888882,562.42026020989817,211.00494877789754,null,null,null,null,null,null,null,null,null,null,null,39.547000000000004,1837.6380186723961,2996.8888888888882]
[null,39.573999999999998,1837.6382028799781,2996.8888888888882,562.41961623852274,191.96463898169324,null,null,null,null,null,null,null,null,null,null,null,39.573999999999998,1837.6382028799781,2996.8888888888882]
[null,39.624000000000002,1837.6385459477585,2979.6782522297117,562.41843703301709,157.96639896633462,null,null,null,null,null,null,null,null,null,null,null,39.624000000000002,1837.6385459477585,2979.6782522297117]
[null,39.655000000000001,1837.6387599668742,2923.4207342887726,562.41771447552014,138.81562342828903,null,null,null,null,null,null,null,null,null,null,null,39.655000000000001,1837.6387599668742,2923.4207342887726]
[null,39.673000000000002,1837.6388847097253,2888.046245085704,562.41729788240707,128.66200925665299,null,null,null,null,null,null,null,null,null,null,null,39.673000000000002,1837.6388847097253,2888.046245085704]
[null,39.697000000000003,1837.6390515800811,2837.8792275105329,562.41674576463413,116.26946028623556,null,null,null,null,null,null,null,null,null,null,null,39.697000000000003,1837.6390515800811,2837.8792275105329]
[null,39.721000000000004,1837.6392190771164,2784.3904491318044,562.41619742370563,105.22584283410613,null,null,null,null,null,null,null,null,null,null,null,39.721000000000004,1837.6392190771164,2784.3904491318044]
[null,39.752000000000002,1837.6394363528564,2710.5931442259666,562.41549466975903,93.022167609849291,null,null,null,null,null,null,null,null,null,null,null,39.752000000000002,1837.6394363528564,2710.5931442259666]
[null,39.783000000000001,1837.6396546615351,2631.7686269803471,562.41479805308688,83.212638712886076,null,null,null,null,null,null,null,null,null,null,null,39.783000000000001,1837.6396546615351,2631.7686269803471]
[null,39.823999999999998,1837.6399449438068,2520.3577022462441,562.41388599364291,74.027675978897136,null,null,null,null,null,null,null,null,null,null,null,39.823999999999998,1837.6399449438068,2520.3577022462441]
[null,39.86,1837.6402012315455,2416.413348316481,562.41309371903765,69.609922363603872,null,null,null,null,null,null,null,null,null,null,null,39.86,1837.6402012315455,2416.413348316481]
[null,39.878,1837.640329848095,2362.4939042950941,562.41270053753726,68.70137330118952,null,null,null,null,null,null,null,null,null,null,null,39.878,1837.640329848095,2362.4939042950941]
[null,39.908999999999999,1837.6405520587778,2266.8843209568604,562.41202794899698,69.190092981862065,null,null,null,null,null,null,null,null,null,null,null,39.908999999999999,1837.6405520587778,2266.8843209568604]
[null,39.919000000000004,1837.6406239224875,2235.3581670811782,562.41181220364945,69.904745022105303,null,null,null,null,null,null,null,null,null,null,null,39.919000000000004,1837.6406239224875,2235.3581670811782]
[null,39.957000000000001,1837.6408977700589,2112.8690845837368,562.41099772624341,75.107011887374156,null,null,null,null,null,null,null,null,null,null,null,39.957000000000001,1837.6408977700589,2112.8690845837368]
[null,39.988,1837.6411220075879,2010.2210760484038,562.41033948705012,82.266660170353759,null,null,null,null,null,null,null,null,null,null,null,39.988,1837.6411220075879,2010.2210760484038]
[null,40.018999999999998,1837.6413469183306,1905.6331062803877,562.40968673595216,92.033865385502168,null,null,null,null,null,null,null,null,null,null,null,40.018999999999998,1837.6413469183306,1905.6331062803877]
[null,40.045999999999999,1837.6415432956207,1814.7650877018186,562.40912262191819,102.63488056675941,null,null,null,null,null,null,null,null,null,null,null,40.045999999999999,1837.6415432956207,1814.7650877018186]
[null,40.067,1837.6416963097738,1745.5701488533903,562.40868667215159,112.17465856254873,null,null,null,null,null,null,null,null,null,null,null,40.067,1837.6416963097738,1745.5701488533903]
[null,40.114000000000004,1837.6420394932438,1595.2781637439364,562.40771974546146,137.38957643941376,null,null,null,null,null,null,null,null,null,null,null,40.114000000000004,1837.6420394932438,1595.2781637439364]
[null,40.145000000000003,1837.6422662682332,1499.5098018216374,562.40708852496209,156.76238044841247,null,null,null,null,null,null,null,null,null,null,null,40.145000000000003,1837.6422662682332,1499.5098018216374]
[null,40.169000000000004,1837.6424419901668,1427.1466515731188,562.40660335589052,173.15940690152988,null,null,null,null,null,null,null,null,null,null,null,40.169000000000004,1837.6424419901668,1427.1466515731188]
[null,40.192999999999998,1837.6426177936119,1356.3013066493886,562.40612122266009,190.71373190605019,null,null,null,null,null,null,null,null,null,null,null,{"$f":"B40202","v":40.192999999999998},{"$f":"C40202","v":1837.6426177936119},{"$f":"D40202","v":1356.3013066493886}]
[null,40.224000000000004,1837.6428449126715,1266.9875215388417,562.40550291122224,215.01056955231141,null,null,null,null,null,null,null,null,null,null,null,40.224000000000004,1837.6428449126715,1266.9875215388417]
[null,40.241999999999997,1837.6429767690865,1216.2391197188463,562.40514616767962,229.91598261591517,null,null,null,null,null,null,null,null,null,null,null,40.241999999999997,1837.6429767690865,1216.2391197188463]
[null,40.268000000000001,1837.6431671493742,1144.3456886970123,562.40463379390542,252.42677033618205,null,null,null,null,null,null,null,null,null,null,null,40.268000000000001,1837.6431671493742,1144.3456886970123]
[null,40.303000000000004,1837.6434231745895,1050.1367369618861,562.40394945763035,284.45842806683214,null,null,null,null,null,null,null,null,null,null,null,40.303000000000004,1837.6434231745895,1050.1367369618861]
[null,40.320999999999998,1837.6435546810922,1002.8086680266048,562.40359990067043,301.66039573921125,null,null,null,null,null,null,null,null,null,null,null,{"$f":"B40330","v":40.320999999999998},{"$f":"C40330","v":1837.6435546810922},{"$f":"D40330","v":1002.8086680266048}]
[null,40.352000000000004,1837.6437808192732,923.04244730220921,562.40300164722817,332.37455531751982,null,null,null,null,null,null,null,null,null,null,null,40.352000000000004,1837.6437808192732,923.04244730220921]
[null,40.383000000000003,1837.6440064176479,845.43065181930922,562.40240810655951,364.38339846252967,null,null,null,null,null,null,null,null,null,null,null,40.383000000000003,1837.6440064176479,845.43065181930922]
[null,40.425000000000004,1837.6443109900629,743.61240117678608,562.40161138011365,409.65141823638686,null,null,null,null,null,null,null,null,null,null,null,40.425000000000004,1837.6443109900629,743.61240117678608]
[null,40.46,1837.6445636558251,661.60207060748746,562.40095388793191,448.90346193347096,null,null,null,null,null,null,null,null,null,null,null,40.46,1837.6445636558251,661.60207060748746]
[null,40.478000000000002,1837.6446931313485,620.40226482460992,562.40061800717513,469.58900327482593,null,null,null,null,null,null,null,null,null,null,null,40.478000000000002,1837.6446931313485,620.40226482460992]
[null,40.509,1837.64491528688,550.96455417113702,562.40004310916095,505.95132873492707,null,null,null,null,null,null,null,null,null,null,null,40.509,1837.64491528688,550.96455417113702]
[null,40.548000000000002,1837.6451931191164,469.06486335178698,562.39932619675449,552.89138875645733,null,null,null,null,null,null,null,null,null,null,null,40.548000000000002,1837.6451931191164,469.06486335178698]
[null,40.557000000000002,1837.6452569496205,451.66160003143398,562.39916175180792,563.8804319816785,null,null,null,null,null,null,null,null,null,null,null,40.557000000000002,1837.6452569496205,451.66160003143398]
[null,40.588000000000001,1837.6454759286175,396.24344133916838,562.39859816865362,602.06913686189489,null,null,null,null,null,null,null,null,null,null,null,40.588000000000001,1837.6454759286175,396.24344133916838]
[null,40.619,1837.6456934517391,348.08107922634974,562.39803895610248,640.62232023831973,null,null,null,null,null,null,null,null,null,null,null,40.619,1837.6456934517391,348.08107922634974]
[null,40.646999999999998,1837.645888576985,311.05661496971754,562.39753758742961,675.58323193036426,null,null,null,null,null,null,null,null,null,null,null,40.646999999999998,1837.645888576985,311.05661496971754]
[null,40.667000000000002,1837.6460271212998,288.4848368277494,562.39718161785697,700.54617759518578,null,null,null,null,null,null,null,null,null,null,null,40.667000000000002,1837.6460271212998,288.4848368277494]
[null,40.713999999999999,1837.646349790851,248.52658112343477,562.39635209020548,758.8238578363264,null,null,null,null,null,null,null,null,null,null,null,40.713999999999999,1837.646349790851,248.52658112343477]
[null,40.744999999999997,1837.6465602393464,232.46933561959327,562.39581028980581,796.68534012678629,null,null,null,null,null,null,null,null,null,null,null,40.744999999999997,1837.6465602393464,232.46933561959327]
[null,40.770000000000003,1837.646728496537,225.60519089044004,562.3953764193667,826.71453107518721,null,null,null,null,null,null,null,null,null,null,null,40.770000000000003,1837.646728496537,225.60519089044004]
[null,40.792999999999999,1837.6468820936461,224.14409625329057,562.39497966245278,853.8418292434319,null,null,null,null,null,null,null,null,null,null,null,40.792999999999999,1837.6468820936461,224.14409625329057]
[null,40.823999999999998,1837.6470872257828,229.59288694041575,562.39444852893052,889.49471729617801,null,null,null,null,null,null,null,null,null,null,null,40.823999999999998,1837.6470872257828,229.59288694041575]
[null,40.841999999999999,1837.6472053058851,236.68196161346262,562.39414203037654,909.64478157114559,null,null,null,null,null,null,null,null,null,null,null,40.841999999999999,1837.6472053058851,236.68196161346262]
[null,40.869,1837.6473809624767,252.73058380244805,562.39368488983064,939.00701294011253,null,null,null,null,null,null,null,null,null,null,null,40.869,1837.6473809624767,252.73058380244805]
[null,40.902999999999999,1837.6475995831852,282.16391157866343,562.39311366147604,974.33050412661908,null,null,null,null,null,null,null,null,null,null,null,40.902999999999999,1837.6475995831852,282.16391157866343]
[null,40.950000000000003,1837.6478968797435,339.58580686196558,562.39233210573832,1019.6973442853546,null,null,null,null,null,null,null,null,null,null,null,40.950000000000003,1837.6478968797435,339.58580686196558]
[null,40.981000000000002,1837.648089734224,387.60684184046045,562.3918217159511,1047.1539748100406,null,null,null,null,null,null,null,null,null,null,null,40.981000000000002,1837.648089734224,387.60684184046045]
[null,40.991999999999997,1837.6481575324651,406.47960016643003,562.3916415809332,1056.3885248655038,null,null,null,null,null,null,null,null,null,null,null,40.991999999999997,1837.6481575324651,406.47960016643003]
[null,41.029000000000003,1837.6483830931722,476.65641799044562,562.39103939140716,1085.3841989824055,null,null,null,null,null,null,null,null,null,null,null,41.029000000000003,1837.6483830931722,476.65641799044562]
[null,41.06,1837.6485690684729,542.99964212661496,562.39053925329097,1107.1049136493582,null,null,null,null,null,null,null,null,null,null,null,41.06,1837.6485690684729,542.99964212661496]
[null,41.078000000000003,1837.6486757722719,584.50233503687161,562.39025068441424,1118.590365354255,null,null,null,null,null,null,null,null,null,null,null,41.078000000000003,1837.6486757722719,584.50233503687161]
[null,41.119,1837.6489152444574,686.72625845000096,562.38959840021607,1141.5359621147622,null,null,null,null,null,null,null,null,null,null,null,41.119,1837.6489152444574,686.72625845000096]
[null,41.139000000000003,1837.6490302332984,740.26318882373903,562.3892827326863,1151.0577705618982,null,null,null,null,null,null,null,null,null,null,null,41.139000000000003,1837.6490302332984,740.26318882373903]
[null,41.157000000000004,1837.6491326871101,790.39285454184267,562.38900004057132,1158.6657834646298,null,null,null,null,null,null,null,null,null,null,null,41.157000000000004,1837.6491326871101,790.39285454184267]
[null,41.188000000000002,1837.6493068141926,880.84066851611703,562.38851630255988,1169.5913852777965,null,null,null,null,null,null,null,null,null,null,null,41.188000000000002,1837.6493068141926,880.84066851611703]
[null,41.218000000000004,1837.6494725042082,973.04774511635958,562.38805191833478,1177.4917342577069,null,null,null,null,null,null,null,null,null,null,null,41.218000000000004,1837.6494725042082,973.04774511635958]
[null,41.265000000000001,1837.6497264568629,1126.0340829620045,562.38733177118343,1184.471856072066,null,null,null,null,null,null,null,null,null,null,null,41.265000000000001,1837.6497264568629,1126.0340829620045]
[null,41.295999999999999,1837.6498901723101,1232.1801270012318,562.38686169975892,1185.4117768202375,null,null,null,null,null,null,null,null,null,null,null,41.295999999999999,1837.6498901723101,1232.1801270012318]
[null,41.314,1837.6499838471348,1295.5827762091872,562.38659054405184,1184.606757736301,null,null,null,null,null,null,null,null,null,null,null,41.314,1837.6499838471348,1295.5827762091872]
[null,41.341000000000001,1837.65012244749,1392.9762044856507,562.38618626918287,1181.5273702018042,null,null,null,null,null,null,null,null,null,null,null,41.341000000000001,1837.65012244749,1392.9762044856507]
[null,41.375,1837.6502937179412,1519.2754391777341,562.38568136925073,1174.4413292557194,null,null,null,null,null,null,null,null,null,null,null,41.375,1837.6502937179412,1519.2754391777341]
[null,41.393000000000001,1837.6503829195492,1587.6795949106092,562.38541595436607,1169.2385966609004,null,null,null,null,null,null,null,null,null,null,null,41.393000000000001,1837.6503829195492,1587.6795949106092]
[null,41.423999999999999,1837.6505341640652,1707.8039068154651,562.38496190254727,1157.9218441735827,null,null,null,null,null,null,null,null,null,null,null,41.423999999999999,1837.6505341640652,1707.8039068154651]
[null,41.468000000000004,1837.6507436877696,1882.5720940231531,562.38432405281935,1136.753045850279,null,null,null,null,null,null,null,null,null,null,null,41.468000000000004,1837.6507436877696,1882.5720940231531]
[null,41.472000000000001,1837.6507624376422,1898.6540270322287,562.38426645019047,1134.5331652230548,null,null,null,null,null,null,null,null,null,null,null,41.472000000000001,1837.6507624376422,1898.6540270322287]
[null,41.503,1837.6509060777478,2024.0609572768344,562.38382219289031,1115.6762933669224,null,null,null,null,null,null,null,null,null,null,null,41.503,1837.6509060777478,2024.0609572768344]
[null,41.550000000000004,1837.6511182569384,2215.6509940309497,562.38315593122206,1081.5909640466559,null,null,null,null,null,null,null,null,null,null,null,41.550000000000004,1837.6511182569384,2215.6509940309497]
[null,41.563000000000002,1837.6511757669193,2268.6802058158946,562.38297319254946,1071.0199188664324,null,null,null,null,null,null,null,null,null,null,null,41.563000000000002,1837.6511757669193,2268.6802058158946]
[null,41.611000000000004,1837.6513837576097,2463.3898602669678,562.3823042495344,1027.8469681268541,null,null,null,null,null,null,null,null,null,null,null,41.611000000000004,1837.6513837576097,2463.3898602669678]
[null,41.628999999999998,1837.6514600102857,2535.5993784769967,562.38205573647622,1010.0300775910638,null,null,null,null,null,null,null,null,null,null,null,41.628999999999998,1837.6514600102857,2535.5993784769967]
[null,41.660000000000004,1837.6515891432562,2658.3593838372499,562.38163072415421,977.36041663141509,null,null,null,null,null,null,null,null,null,null,null,41.660000000000004,1837.6515891432562,2658.3593838372499]
[null,41.69,1837.6517115127458,2774.6769181246959,562.38122300440909,943.45955255332001,null,null,null,null,null,null,null,null,null,null,null,41.69,1837.6517115127458,2774.6769181246959]
[null,41.707999999999998,1837.6517837286544,2843.0365480435944,562.38098005886241,922.0948528245259,null,null,null,null,null,null,null,null,null,null,null,41.707999999999998,1837.6517837286544,2843.0365480435944]
[null,41.739000000000004,1837.6519060195617,2957.8032136416537,562.38056460802215,883.60412503694852,null,null,null,null,null,null,null,null,null,null,null,41.739000000000004,1837.6519060195617,2957.8032136416537]
[null,41.786000000000001,1837.6520865277612,2996.8888888888882,562.37994183507419,823.56041381138698,null,null,null,null,null,null,null,null,null,null,null,41.786000000000001,1837.6520865277612,2996.8888888888882]
[null,41.813000000000002,1837.6521876294348,2996.8888888888882,562.37958792600762,790.08349702820522,null,null,null,null,null,null,null,null,null,null,null,41.813000000000002,1837.6521876294348,2996.8888888888882]
[null,41.834000000000003,1837.6522649917342,2996.8888888888882,562.37931459938716,764.59232088873057,null,null,null,null,null,null,null,null,null,null,null,41.834000000000003,1837.6522649917342,2996.8888888888882]
[null,41.865000000000002,1837.6523772092394,2996.8888888888882,562.37891420156791,727.81625079396383,null,null,null,null,null,null,null,null,null,null,null,41.865000000000002,1837.6523772092394,2996.8888888888882]
[null,41.896000000000001,1837.6524871269344,2996.8888888888882,562.37851746599506,692.03356887224311,null,null,null,null,null,null,null,null,null,null,null,41.896000000000001,1837.6524871269344,2996.8888888888882]
[null,41.914000000000001,1837.6525499245929,2996.8888888888882,562.37828877702748,671.70176794958843,null,null,null,null,null,null,null,null,null,null,null,41.914000000000001,1837.6525499245929,2996.8888888888882]
[null,41.942,1837.6526461553196,2996.8888888888882,562.37793547249566,640.71013543909044,null,null,null,null,null,null,null,null,null,null,null,41.942,1837.6526461553196,2996.8888888888882]
[null,41.975000000000001,1837.652757367483,2996.8888888888882,562.37752286483192,605.1548596651669,null,null,null,null,null,null,null,null,null,null,null,41.975000000000001,1837.652757367483,2996.8888888888882]
[null,41.993000000000002,1837.6528170569338,2996.8888888888882,562.37729952514758,586.19350628912707,null,null,null,null,null,null,null,null,null,null,null,41.993000000000002,1837.6528170569338,2996.8888888888882]
[null,42.024000000000001,1837.6529183047219,2996.8888888888882,562.37691771491359,554.23631086073419,null,null,null,null,null,null,null,null,null,null,null,42.024000000000001,1837.6529183047219,2996.8888888888882]
[null,42.069000000000003,1837.6530619362652,2996.8888888888882,562.37636980874765,509.37657797145999,null,null,null,null,null,null,null,null,null,null,null,42.069000000000003,1837.6530619362652,2996.8888888888882]
[null,42.100999999999999,1837.6531617929461,2996.8888888888882,562.37598471776982,478.54396134565889,null,null,null,null,null,null,null,null,null,null,null,42.100999999999999,1837.6531617929461,2996.8888888888882]
[null,42.131999999999998,1837.6532568215976,2996.8888888888882,562.37561522545684,449.49457484042921,null,null,null,null,null,null,null,null,null,null,null,42.131999999999998,1837.6532568215976,2996.8888888888882]
[null,42.15,1837.653311262754,2996.8888888888882,562.37540228190221,432.98864762564784,null,null,null,null,null,null,null,null,null,null,null,42.15,1837.653311262754,2996.8888888888882]
[null,42.164000000000001,1837.6533532452515,2996.8888888888882,562.3752374681992,420.33092366698389,null,null,null,null,null,null,null,null,null,null,null,42.164000000000001,1837.6533532452515,2996.8888888888882]
[null,42.210999999999999,1837.6534919878352,2996.8888888888882,562.37468931112119,378.96399783245238,null,null,null,null,null,null,null,null,null,null,null,42.210999999999999,1837.6534919878352,2996.8888888888882]
[null,42.228999999999999,1837.6535442704585,2996.8888888888882,562.37448146549616,363.57063843899476,null,null,null,null,null,null,null,null,null,null,null,42.228999999999999,1837.6535442704585,2996.8888888888882]
[null,42.26,1837.6536332756421,2996.8888888888882,562.37412619713632,337.62688934680943,null,null,null,null,null,null,null,null,null,null,null,42.26,1837.6536332756421,2996.8888888888882]
[null,42.291000000000004,1837.6537210416773,2996.8888888888882,562.37377430671552,312.38392784411337,null,null,null,null,null,null,null,null,null,null,null,42.291000000000004,1837.6537210416773,2996.8888888888882]
[null,42.308,1837.6537686757783,2996.8888888888882,562.37358275874715,298.83169043057097,null,null,null,null,null,null,null,null,null,null,null,42.308,1837.6537686757783,2996.8888888888882]
[null,42.338999999999999,1837.6538546892909,2996.8888888888882,562.37323604393009,274.636657422545,null,null,null,null,null,null,null,null,null,null,null,42.338999999999999,1837.6538546892909,2996.8888888888882]
[null,42.386000000000003,1837.6539831664302,2996.8888888888882,562.37271667602795,239.1946298566636,null,null,null,null,null,null,null,null,null,null,null,42.386000000000003,1837.6539831664302,2996.8888888888882]
[null,42.414000000000001,1837.6540587011712,2996.8888888888882,562.37241083540368,218.76913403469149,null,null,null,null,null,null,null,null,null,null,null,42.414000000000001,1837.6540587011712,2996.8888888888882]
[null,42.433999999999997,1837.6541122356541,2996.8888888888882,562.37219399442722,204.48571730993325,null,null,null,null,null,null,null,null,null,null,null,42.433999999999997,1837.6541122356541,2996.8888888888882]
[null,42.465000000000003,1837.6541945785846,2996.8888888888882,562.37186053173878,182.83913968691414,null,null,null,null,null,null,null,null,null,null,null,42.465000000000003,1837.6541945785846,2996.8888888888882]
[null,42.496000000000002,1837.6542762157274,2996.8888888888882,562.37153025183761,161.77727527936918,null,null,null,null,null,null,null,null,null,null,null,42.496000000000002,1837.6542762157274,2996.8888888888882]
[null,42.512999999999998,1837.6543207116445,2996.8888888888882,562.37135047041897,150.46975152497916,null,null,null,null,null,null,null,null,null,null,null,42.512999999999998,1837.6543207116445,2996.8888888888882]
[null,42.544000000000004,1837.6544014009319,2996.8888888888882,562.3710250557084,130.28224284075878,null,null,null,null,null,null,null,null,null,null,null,42.544000000000004,1837.6544014009319,2996.8888888888882]
[null,42.575000000000003,1837.6544815681755,2996.8888888888882,562.37070274165114,110.64003528084174,null,null,null,null,null,null,null,null,null,null,null,42.575000000000003,1837.6544815681755,2996.8888888888882]
[null,42.593000000000004,1837.654527904223,2996.8888888888882,562.37051700139318,99.479288451876897,null,null,null,null,null,null,null,null,null,null,null,42.593000000000004,1837.654527904223,2996.8888888888882]
[null,42.636000000000003,1837.6546380515251,2903.9041244539376,562.37007743614208,74.494286384689033,null,null,null,null,null,null,null,null,null,null,null,42.636000000000003,1837.6546380515251,2903.9041244539376]
[null,42.67,1837.6547246885009,2761.3232196043796,562.36973396550627,59.562404305421907,null,null,null,null,null,null,null,null,null,null,null,42.67,1837.6547246885009,2761.3232196043796]
[null,42.701000000000001,1837.654803402484,2634.0526253781336,562.36942390941681,49.983544569811897,null,null,null,null,null,null,null,null,null,null,null,42.701000000000001,1837.654803402484,2634.0526253781336]
[null,42.731999999999999,1837.6548819086522,2510.2196876585235,562.36911678253489,44.052886522698714,null,null,null,null,null,null,null,null,null,null,null,42.731999999999999,1837.6548819086522,2510.2196876585235]
[null,42.762999999999998,1837.6549602601074,2389.7315537973086,562.36881255006745,41.580334261666579,null,null,null,null,null,null,null,null,null,null,null,42.762999999999998,1837.6549602601074,2389.7315537973086]
[null,42.78,1837.6550031794009,2325.0447956969579,562.36864692913832,41.626468671017015,null,null,null,null,null,null,null,null,null,null,null,42.78,1837.6550031794009,2325.0447956969579]
[null,42.798000000000002,1837.6550485977498,2257.603439633097,562.36847249663288,42.716484516120651,null,null,null,null,null,null,null,null,null,null,null,42.798000000000002,1837.6550485977498,2257.603439633097]
[null,42.829000000000001,1837.6551267814971,2143.9386277783292,562.36817430967437,47.007684727115631,null,null,null,null,null,null,null,null,null,null,null,42.829000000000001,1837.6551267814971,2143.9386277783292]
[null,42.858000000000004,1837.655199911399,2040.3880912660347,562.36789788200497,53.660718625012471,null,null,null,null,null,null,null,null,null,null,null,42.858000000000004,1837.655199911399,2040.3880912660347]
[null,42.905999999999999,1837.6553210203845,1874.7167959032188,562.36744562339481,69.920903177323495,null,null,null,null,null,null,null,null,null,null,null,42.905999999999999,1837.6553210203845,1874.7167959032188]
[null,42.936999999999998,1837.655399332614,1771.3939946890916,562.36715698380669,83.674266401903623,null,null,null,null,null,null,null,null,null,null,null,42.936999999999998,1837.655399332614,1771.3939946890916]
[null,42.939,1837.6554043886226,1764.824659854308,562.36713845365716,84.644828489349763,null,null,null,null,null,null,null,null,null,null,null,42.939,1837.6554043886226,1764.824659854308]
[null,42.984999999999999,1837.655520821959,1616.889157252825,562.36671529552348,109.61553291734855,null,null,null,null,null,null,null,null,null,null,null,42.984999999999999,1837.655520821959,1616.889157252825]
[null,43.015999999999998,1837.6555994732521,1520.5304465329741,562.36643336795237,129.16311545058835,null,null,null,null,null,null,null,null,null,null,null,43.015999999999998,1837.6555994732521,1520.5304465329741]
[null,43.033999999999999,1837.6556452208629,1465.779157152441,562.36627085035548,141.45674825750476,null,null,null,null,null,null,null,null,null,null,null,43.033999999999999,1837.6556452208629,1465.779157152441]
[null,43.064999999999998,1837.6557241578876,1373.5020257909264,562.36599297134592,164.16859022453437,null,null,null,null,null,null,null,null,null,null,null,43.064999999999998,1837.6557241578876,1373.5020257909264]
[null,43.108000000000004,1837.6558339902813,1249.6167170698925,562.36561168500714,198.70004195447342,null,null,null,null,null,null,null,null,null,null,null,43.108000000000004,1837.6558339902813,1249.6167170698925]
[null,43.113,1837.6558467884524,1235.5144492007821,562.36556765939542,202.93137354705607,null,null,null,null,null,null,null,null,null,null,null,43.113,1837.6558467884524,1235.5144492007821]
[null,43.143999999999998,1837.6559262677943,1149.4569186384442,562.36529612524862,230.11506415512284,null,null,null,null,null,null,null,null,null,null,null,43.143999999999998,1837.6559262677943,1149.4569186384442]
[null,43.175000000000004,1837.6560059773687,1065.7238588086541,562.36502702018367,258.85635069539808,null,null,null,null,null,null,null,null,null,null,null,43.175000000000004,1837.6560059773687,1065.7238588086541]
[null,43.207000000000001,1837.6560885046968,981.66133753896031,562.36475174647819,290.0483513426617,null,null,null,null,null,null,null,null,null,null,null,43.207000000000001,1837.6560885046968,981.66133753896031]
[null,43.252000000000002,1837.6562049852489,867.39716427059341,562.36436889100548,336.32361157072216,null,null,null,null,null,null,null,null,null,null,null,43.252000000000002,1837.6562049852489,867.39716427059341]
[null,43.27,1837.65625171597,822.94812976320338,562.36421711934884,355.56593745106267,null,null,null,null,null,null,null,null,null,null,null,43.27,1837.65625171597,822.94812976320338]
[null,43.301000000000002,1837.6563323781229,748.03428964816464,562.36395754481987,389.6141223138884,null,null,null,null,null,null,null,null,null,null,null,43.301000000000002,1837.6563323781229,748.03428964816464]
[null,43.33,1837.6564080383341,679.78653655926382,562.36371676616557,422.44084749892971,null,null,null,null,null,null,null,null,null,null,null,43.33,1837.6564080383341,679.78653655926382]
[null,43.349000000000004,1837.6564577107315,636.01109514143673,562.36356007597749,444.4255257305565,null,null,null,null,null,null,null,null,null,null,null,43.349000000000004,1837.6564577107315,636.01109514143673]
[null,43.38,1837.6565389199252,566.14654979570241,562.36330620615968,481.05194302192535,null,null,null,null,null,null,null,null,null,null,null,43.38,1837.6565389199252,566.14654979570241]
[null,43.398000000000003,1837.6565861625083,526.44932018770601,562.36315980198322,502.72353425254795,null,null,null,null,null,null,null,null,null,null,null,43.398000000000003,1837.6565861625083,526.44932018770601]
[null,43.429000000000002,1837.6566676667487,459.54411218932188,562.36290937029923,540.69305641884239,null,null,null,null,null,null,null,null,null,null,null,43.429000000000002,1837.6566676667487,459.54411218932188]
[null,43.459000000000003,1837.6567466977106,396.51829205904698,562.36266905187222,578.15845742197541,null,null,null,null,null,null,null,null,null,null,null,43.459000000000003,1837.6567466977106,396.51829205904698]
[null,43.506,1837.6568707755669,301.07518121015062,562.36229651383587,638.1303879816619,null,null,null,null,null,null,null,null,null,null,null,43.506,1837.6568707755669,301.07518121015062]
[null,43.536999999999999,1837.6569527556367,243.42501283050845,562.36205340247614,678.42138684408383,null,null,null,null,null,null,null,null,null,null,null,43.536999999999999,1837.6569527556367,243.42501283050845]
[null,43.567999999999998,1837.6570348181094,198.31776068478146,562.36181232977333,719.00963474597825,null,null,null,null,null,null,null,null,null,null,null,43.567999999999998,1837.6570348181094,198.31776068478146]
[null,43.585999999999999,1837.6570824942471,177.95787854114457,562.36167327705414,742.57312103558058,null,null,null,null,null,null,null,null,null,null,null,43.585999999999999,1837.6570824942471,177.95787854114457]
[null,43.616,1837.65716198004,153.14100891142223,562.36144301606851,781.62521386080027,null,null,null,null,null,null,null,null,null,null,null,43.616,1837.65716198004,153.14100891142223]
[null,43.634,1837.6572096771447,143.51816146573728,562.36130574744902,804.82356866432906,null,null,null,null,null,null,null,null,null,null,null,43.634,1837.6572096771447,143.51816146573728]
[null,43.664999999999999,1837.6572918111351,135.79312497568398,562.36107088473943,844.16833338327615,null,null,null,null,null,null,null,null,null,null,null,43.664999999999999,1837.6572918111351,135.79312497568398]
[null,43.709000000000003,1837.6574083078162,143.0361723287856,562.36074084460279,898.22530125236426,null,null,null,null,null,null,null,null,null,null,null,43.709000000000003,1837.6574083078162,143.0361723287856]
[null,43.742000000000004,1837.6574955661079,161.61883739428211,562.3604958296587,937.01048520239033,null,null,null,null,null,null,null,null,null,null,null,43.742000000000004,1837.6574955661079,161.61883739428211]
[null,43.744,1837.6575008502473,163.09043931507404,562.36048104884799,939.30559955869035,null,null,null,null,null,null,null,null,null,null,null,43.744,1837.6575008502473,163.09043931507404]
[null,43.774999999999999,1837.6575826793191,190.74899166670221,562.36025294012711,973.9891787546768,null,null,null,null,null,null,null,null,null,null,null,43.774999999999999,1837.6575826793191,190.74899166670221]
[null,43.808,1837.657669603808,229.8052883857257,562.36001214964142,1008.9195646891066,null,null,null,null,null,null,null,null,null,null,null,43.808,1837.657669603808,229.8052883857257]
[null,43.852000000000004,1837.657785132352,296.29749991972238,562.35969431705109,1051.9346934807202,null,null,null,null,null,null,null,null,null,null,null,43.852000000000004,1837.657785132352,296.29749991972238]
[null,43.87,1837.6578322496316,327.96902295394216,562.35956534374077,1068.2645047190149,null,null,null,null,null,null,null,null,null,null,null,43.87,1837.6578322496316,327.96902295394216]
[null,43.901000000000003,1837.6579131694216,388.24290803652212,562.35934463559101,1094.5499643802837,null,null,null,null,null,null,null,null,null,null,null,43.901000000000003,1837.6579131694216,388.24290803652212]
[null,43.930999999999997,1837.6579911750407,453.12459823594361,562.35913273363258,1117.6699081034456,null,null,null,null,null,null,null,null,null,null,null,43.930999999999997,1837.6579911750407,453.12459823594361]
[null,43.948999999999998,1837.6580378203225,494.9876065650148,562.35900638178919,1130.4034253496632,null,null,null,null,null,null,null,null,null,null,null,43.948999999999998,1837.6580378203225,494.9876065650148]
[null,43.980000000000004,1837.6581178500912,571.97336087614121,562.35879015176488,1150.2625548446531,null,null,null,null,null,null,null,null,null,null,null,43.980000000000004,1837.6581178500912,571.97336087614121]
[null,44.027000000000001,1837.6582383776349,699.73361419734965,562.3584656066688,1175.1972551116378,null,null,null,null,null,null,null,null,null,null,null,44.027000000000001,1837.6582383776349,699.73361419734965]
[null,44.058,1837.6583172856831,790.7397413151333,562.35825368957046,1188.1174501777411,null,null,null,null,null,null,null,null,null,null,null,44.058,1837.6583172856831,790.7397413151333]
[null,44.058999999999997,1837.6583198227747,793.75959404616549,562.35824688169657,1188.4866290440054,null,null,null,null,null,null,null,null,null,null,null,44.058999999999997,1837.6583198227747,793.75959404616549]
[null,44.106000000000002,1837.6584384426756,941.28894954310977,562.35792888219589,1202.427366388245,null,null,null,null,null,null,null,null,null,null,null,44.106000000000002,1837.6584384426756,941.28894954310977]
[null,44.137,1837.6585159739002,1044.2454892863329,562.35772123466097,1207.9179487833901,null,null,null,null,null,null,null,null,null,null,null,44.137,1837.6585159739002,1044.2454892863329]
[null,44.152999999999999,1837.6585557557764,1099.0169301167371,562.35761470839827,1209.5846792805758,null,null,null,null,null,null,null,null,null,null,null,44.152999999999999,1837.6585557557764,1099.0169301167371]
[null,44.185000000000002,1837.6586348174146,1211.6901113184806,562.35740296777647,1210.5148557646874,null,null,null,null,null,null,null,null,null,null,null,44.185000000000002,1837.6586348174146,1211.6901113184806]
[null,44.216000000000001,1837.6587107403675,1324.5726973337335,562.35719950122052,1208.3422741702527,null,null,null,null,null,null,null,null,null,null,null,44.216000000000001,1837.6587107403675,1324.5726973337335]
[null,44.234000000000002,1837.6587545096133,1391.6905302782711,562.35708210288999,1205.6869258493791,null,null,null,null,null,null,null,null,null,null,null,44.234000000000002,1837.6587545096133,1391.6905302782711]
[null,44.28,1837.6588652623971,1568.0475935651596,562.3567845486599,1194.2385118495795,null,null,null,null,null,null,null,null,null,null,null,44.28,1837.6588652623971,1568.0475935651596]
[null,44.295000000000002,1837.6589010222913,1626.9541377038368,562.35668828135192,1189.056217567949,null,null,null,null,null,null,null,null,null,null,null,44.295000000000002,1837.6589010222913,1626.9541377038368]
[null,44.341999999999999,1837.6590118864485,1815.5526043798652,562.35638904953782,1168.2154156727765,null,null,null,null,null,null,null,null,null,null,null,44.341999999999999,1837.6590118864485,1815.5526043798652]
[null,44.372999999999998,1837.6590839920264,1942.995145345285,562.35619366756021,1150.6672928939065,null,null,null,null,null,null,null,null,null,null,null,44.372999999999998,1837.6590839920264,1942.995145345285]
[null,44.378999999999998,1837.6590978516856,1967.9179585043073,562.35615603281565,1146.923735844387,null,null,null,null,null,null,null,null,null,null,null,44.378999999999998,1837.6590978516856,1967.9179585043073]
[null,44.420999999999999,1837.6591939721698,2144.51553120686,562.35589422623957,1117.5877212021187,null,null,null,null,null,null,null,null,null,null,null,44.420999999999999,1837.6591939721698,2144.51553120686]
[null,44.451999999999998,1837.6592638871537,2276.7612439822024,562.35570281643709,1092.4512088673198,null,null,null,null,null,null,null,null,null,null,null,44.451999999999998,1837.6592638871537,2276.7612439822024]
[null,44.47,1837.6593040708538,2353.82712293336,562.35559238407768,1076.5194403747005,null,null,null,null,null,null,null,null,null,null,null,44.47,1837.6593040708538,2353.82712293336]
[null,44.502000000000002,1837.6593747454751,2490.509097464826,562.35539733987014,1045.827584182543,null,null,null,null,null,null,null,null,null,null,null,44.502000000000002,1837.6593747454751,2490.509097464826]
[null,44.530999999999999,1837.659437935248,2613.1838315794871,562.35522199018772,1015.4733600034233,null,null,null,null,null,null,null,null,null,null,null,44.530999999999999,1837.659437935248,2613.1838315794871]
[null,44.548999999999999,1837.6594767388328,2688.381653212185,562.35511382355469,995.46346698952129,null,null,null,null,null,null,null,null,null,null,null,44.548999999999999,1837.6594767388328,2688.381653212185]
[null,44.58,1837.6595428062158,2815.5761332434517,562.35492873677072,958.99606628883146,null,null,null,null,null,null,null,null,null,null,null,44.58,1837.6595428062158,2815.5761332434517]
[null,44.628999999999998,1837.6596452394172,2996.8888888888882,562.35463926268392,896.54698726860602,null,null,null,null,null,null,null,null,null,null,null,44.628999999999998,1837.6596452394172,2996.8888888888882]
[null,44.657000000000004,1837.6597026581524,2996.8888888888882,562.35447553561812,860.06239264986868,null,null,null,null,null,null,null,null,null,null,null,44.657000000000004,1837.6597026581524,2996.8888888888882]
[null,44.688000000000002,1837.659765271256,2996.8888888888882,562.35429569020005,820.70750323256891,null,null,null,null,null,null,null,null,null,null,null,44.688000000000002,1837.659765271256,2996.8888888888882]
[null,44.706000000000003,1837.6598011620943,2996.8888888888882,562.35419194810311,798.34596591918137,null,null,null,null,null,null,null,null,null,null,null,44.706000000000003,1837.6598011620943,2996.8888888888882]
[null,44.724000000000004,1837.6598367093914,2996.8888888888882,562.35408870727565,776.33716536062525,null,null,null,null,null,null,null,null,null,null,null,44.724000000000004,1837.6598367093914,2996.8888888888882]
[null,44.767000000000003,1837.6599202303091,2996.8888888888882,562.35384409865196,725.15563819791396,null,null,null,null,null,null,null,null,null,null,null,44.767000000000003,1837.6599202303091,2996.8888888888882]
[null,44.785000000000004,1837.6599546054138,2996.8888888888882,562.35374254806254,704.30136106606483,null,null,null,null,null,null,null,null,null,null,null,44.785000000000004,1837.6599546054138,2996.8888888888882]
[null,44.816000000000003,1837.6600129926373,2996.8888888888882,562.35356881816972,669.15385884913485,null,null,null,null,null,null,null,null,null,null,null,44.816000000000003,1837.6600129926373,2996.8888888888882]
[null,44.850999999999999,1837.660077674431,2996.8888888888882,562.35337443376329,630.61091690162925,null,null,null,null,null,null,null,null,null,null,null,44.850999999999999,1837.660077674431,2996.8888888888882]
[null,44.864000000000004,1837.6601013644306,2996.8888888888882,562.35330270835482,616.5957518820336,null,null,null,null,null,null,null,null,null,null,null,44.864000000000004,1837.6601013644306,2996.8888888888882]
[null,44.895000000000003,1837.6601571260821,2996.8888888888882,562.35313270478321,583.81733680923162,null,null,null,null,null,null,null,null,null,null,null,44.895000000000003,1837.6601571260821,2996.8888888888882]
[null,44.942,1837.6602397132842,2996.8888888888882,562.35287772618005,535.80196562991648,null,null,null,null,null,null,null,null,null,null,null,44.942,1837.6602397132842,2996.8888888888882]
[null,44.974000000000004,1837.6602946040657,2996.8888888888882,562.35270602454011,504.23284960928783,null,null,null,null,null,null,null,null,null,null,null,44.974000000000004,1837.6602946040657,2996.8888888888882]
[null,44.99,1837.6603216458104,2996.8888888888882,562.3526207489565,488.7797879042277,null,null,null,null,null,null,null,null,null,null,null,44.99,1837.6603216458104,2996.8888888888882]
[null,45.021000000000001,1837.6603732793105,2996.8888888888882,562.35245661527995,459.45391320930275,null,null,null,null,null,null,null,null,null,null,null,45.021000000000001,1837.6603732793105,2996.8888888888882]
[null,45.052,1837.6604239194,2996.8888888888882,562.35229391188193,430.9201834339151,null,null,null,null,null,null,null,null,null,null,null,45.052,1837.6604239194,2996.8888888888882]
[null,45.073,1837.6604576655757,2996.8888888888882,562.35218450323669,412.03007259511531,null,null,null,null,null,null,null,null,null,null,null,45.073,1837.6604576655757,2996.8888888888882]
[null,45.1,1837.6605003984725,2996.8888888888882,562.35204479279093,388.25203556812352,null,null,null,null,null,null,null,null,null,null,null,45.1,1837.6605003984725,2996.8888888888882]
[null,45.131,1837.6605485649416,2996.8888888888882,562.35188570873208,361.64159729628778,null,null,null,null,null,null,null,null,null,null,null,45.131,1837.6605485649416,2996.8888888888882]
[null,45.178000000000004,1837.660619796425,2996.8888888888882,562.35164720409682,322.66136997203563,null,null,null,null,null,null,null,null,null,null,null,45.178000000000004,1837.660619796425,2996.8888888888882]
[null,45.209000000000003,1837.6606656206934,2996.8888888888882,562.35149165610528,297.82265421696985,null,null,null,null,null,null,null,null,null,null,null,45.209000000000003,1837.6606656206934,2996.8888888888882]
[null,45.230000000000004,1837.6606961512246,2996.8888888888882,562.35138707758608,281.37874389048466,null,null,null,null,null,null,null,null,null,null,null,45.230000000000004,1837.6606961512246,2996.8888888888882]
[null,45.256999999999998,1837.6607348089176,2996.8888888888882,562.35125355662672,260.67987600408861,null,null,null,null,null,null,null,null,null,null,null,45.256999999999998,1837.6607348089176,2996.8888888888882]
[null,45.288000000000004,1837.6607783837555,2996.8888888888882,562.35110154972551,237.51539251192412,null,null,null,null,null,null,null,null,null,null,null,45.288000000000004,1837.6607783837555,2996.8888888888882]
[null,45.306000000000004,1837.660803296101,2996.8888888888882,562.35101392037518,224.35328051961622,null,null,null,null,null,null,null,null,null,null,null,45.306000000000004,1837.660803296101,2996.8888888888882]
[null,45.325000000000003,1837.6608292883807,2996.8888888888882,562.35092192521267,210.68511893512991,null,null,null,null,null,null,null,null,null,null,null,45.325000000000003,1837.6608292883807,2996.8888888888882]
[null,45.353999999999999,1837.660868370524,2996.8888888888882,562.35078250291326,190.26048715795011,null,null,null,null,null,null,null,null,null,null,null,45.353999999999999,1837.660868370524,2996.8888888888882]
[null,45.384999999999998,1837.6609093789432,2996.8888888888882,562.35063478407574,168.99815873163448,null,null,null,null,null,null,null,null,null,null,null,45.384999999999998,1837.6609093789432,2996.8888888888882]
[null,45.416000000000004,1837.6609496168981,2996.8888888888882,562.35048842079925,148.31016425496787,null,null,null,null,null,null,null,null,null,null,null,45.416000000000004,1837.6609496168981,2996.8888888888882]
[null,45.451999999999998,1837.6609954114565,2996.8888888888882,562.3503201416712,124.98565951327502,null,null,null,null,null,null,null,null,null,null,null,45.451999999999998,1837.6609954114565,2996.8888888888882]
[null,45.493000000000002,1837.6610463945599,2996.8888888888882,562.35013068896535,99.309528006940781,null,null,null,null,null,null,null,null,null,null,null,45.493000000000002,1837.6610463945599,2996.8888888888882]
[null,45.524000000000001,1837.6610841502049,2955.6369205327073,562.34998898766946,80.697478952324019,null,null,null,null,null,null,null,null,null,null,null,45.524000000000001,1837.6610841502049,2955.6369205327073]
[null,45.542000000000002,1837.6611057717403,2878.2769953769848,562.34990731569781,71.306821190175,null,null,null,null,null,null,null,null,null,null,null,45.542000000000002,1837.6611057717403,2878.2769953769848]
[null,45.575000000000003,1837.6611448578385,2739.5505580124832,562.34975873385395,57.590176338426765,null,null,null,null,null,null,null,null,null,null,null,45.575000000000003,1837.6611448578385,2739.5505580124832]
[null,45.59,1837.6611623949036,2677.8175421967189,562.34969168634439,52.797924910705888,null,null,null,null,null,null,null,null,null,null,null,45.59,1837.6611623949036,2677.8175421967189]
[null,45.621000000000002,1837.6611982014215,2552.7988133201925,562.34955408570772,45.625753781051309,null,null,null,null,null,null,null,null,null,null,null,45.621000000000002,1837.6611982014215,2552.7988133201925]
[null,45.652000000000001,1837.6612334425613,2431.1570006063807,562.34941777707422,41.976802659761816,null,null,null,null,null,null,null,null,null,null,null,45.652000000000001,1837.6612334425613,2431.1570006063807]
[null,45.673999999999999,1837.6612581247077,2346.8291121387711,562.34932182059094,41.422894997020173,null,null,null,null,null,null,null,null,null,null,null,45.673999999999999,1837.6612581247077,2346.8291121387711]
[null,45.7,1837.6612869594101,2249.2587893648188,562.34920924563153,42.848364256035225,null,null,null,null,null,null,null,null,null,null,null,45.7,1837.6612869594101,2249.2587893648188]
[null,45.731000000000002,1837.661320886584,2135.8159829239607,562.34907618656268,47.35828398868837,null,null,null,null,null,null,null,null,null,null,null,45.731000000000002,1837.661320886584,2135.8159829239607]
[null,45.777999999999999,1837.6613714448977,1969.6394884897315,562.34887684735247,59.673399780459576,null,null,null,null,null,null,null,null,null,null,null,45.777999999999999,1837.6613714448977,1969.6394884897315]
[null,45.797000000000004,1837.6613916013148,1904.3956045578757,562.34879707586219,66.417388275435798,null,null,null,null,null,null,null,null,null,null,null,45.797000000000004,1837.6613916013148,1904.3956045578757]
[null,45.826000000000001,1837.6614220734839,1806.9002067136125,562.34867621349292,78.558025177343083,null,null,null,null,null,null,null,null,null,null,null,45.826000000000001,1837.6614220734839,1806.9002067136125]
[null,45.856999999999999,1837.6614542781556,1705.4060768455699,562.34854820173575,93.884213299658441,null,null,null,null,null,null,null,null,null,null,null,45.856999999999999,1837.6614542781556,1705.4060768455699]
[null,45.887999999999998,1837.6614861275482,1606.6534349089059,562.34842140483465,111.49939518813197,null,null,null,null,null,null,null,null,null,null,null,45.887999999999998,1837.6614861275482,1606.6534349089059]
[null,45.923999999999999,1837.6615227026721,1495.3155391088485,562.34827566677234,134.65027750906989,null,null,null,null,null,null,null,null,null,null,null,45.923999999999999,1837.6615227026721,1495.3155391088485]
[null,45.936,1837.6615348026676,1458.9827596294779,562.34822744514599,142.97771269162124,null,null,null,null,null,null,null,null,null,null,null,45.936,1837.6615348026676,1458.9827596294779]
[null,45.983000000000004,1837.6615817900567,1320.3302878740974,562.34804028248459,178.34954682123254,null,null,null,null,null,null,null,null,null,null,null,45.983000000000004,1837.6615817900567,1320.3302878740974]
[null,46.014000000000003,1837.6616124587918,1231.9790431878093,562.3479183077277,203.93846834048131,null,null,null,null,null,null,null,null,null,null,null,46.014000000000003,1837.6616124587918,1231.9790431878093]
[null,46.018999999999998,1837.6616173832986,1217.9540513728914,562.34789874305136,208.2242379482519,null,null,null,null,null,null,null,null,null,null,null,46.018999999999998,1837.6616173832986,1217.9540513728914]
[null,46.061999999999998,1837.6616595024082,1099.8621942505179,562.34773172212351,246.79928155603147,null,null,null,null,null,null,null,null,null,null,null,46.061999999999998,1837.6616595024082,1099.8621942505179]
[null,46.093000000000004,1837.6616896323987,1017.4660800344776,562.34761267248973,276.41073680600817,null,null,null,null,null,null,null,null,null,null,null,46.093000000000004,1837.6616896323987,1017.4660800344776]
[null,46.124000000000002,1837.6617195899357,937.29559237346541,562.34749474934438,307.41669840547735,null,null,null,null,null,null,null,null,null,null,null,46.124000000000002,1837.6617195899357,937.29559237346541]
[null,46.146000000000001,1837.6617407568847,881.71759939420519,562.34741173865939,330.21363182519605,null,null,null,null,null,null,null,null,null,null,null,46.146000000000001,1837.6617407568847,881.71759939420519]
[null,46.172000000000004,1837.6617656834371,817.41191448860855,562.34731435264041,357.95234775821729,null,null,null,null,null,null,null,null,null,null,null,46.172000000000004,1837.6617656834371,817.41191448860855]
[null,46.19,1837.6617828895662,773.74988436289914,562.34724738328271,377.63539190346489,null,null,null,null,null,null,null,null,null,null,null,46.19,1837.6617828895662,773.74988436289914]
[null,46.221000000000004,1837.6618124364329,700.16248957734115,562.34713290563604,412.39771853740052,null,null,null,null,null,null,null,null,null,null,null,46.221000000000004,1837.6618124364329,700.16248957734115]
[null,46.268999999999998,1837.6618580082736,590.12290065667014,562.34695776727631,468.20801361058642,null,null,null,null,null,null,null,null,null,null,null,46.268999999999998,1837.6618580082736,590.12290065667014]
[null,46.298000000000002,1837.6618854581932,525.86660136327191,562.34685318443269,502.98813948266974,null,null,null,null,null,null,null,null,null,null,null,46.298000000000002,1837.6618854581932,525.86660136327191]
[null,46.329000000000001,1837.6619147491233,458.97485848085222,562.34674239929438,540.96606518793374,null,null,null,null,null,null,null,null,null,null,null,46.329000000000001,1837.6619147491233,458.97485848085222]
[null,46.331000000000003,1837.661916637365,454.72183698061662,562.34673528742701,543.44295124159328,null,null,null,null,null,null,null,null,null,null,null,46.331000000000003,1837.661916637365,454.72183698061662]
[null,46.368000000000002,1837.6619515435118,377.38115513782458,562.34660448823786,589.80955380726971,null,null,null,null,null,null,null,null,null,null,null,46.368000000000002,1837.6619515435118,377.38115513782458]
[null,46.408000000000001,1837.6619892414569,296.56463058305559,562.34646471079259,641.00593970989939,null,null,null,null,null,null,null,null,null,null,null,46.408000000000001,1837.6619892414569,296.56463058305559]
[null,46.426000000000002,1837.6620061989142,261.88175417213176,562.3464023554551,664.36841792051268,null,null,null,null,null,null,null,null,null,null,null,46.426000000000002,1837.6620061989142,261.88175417213176]
[null,46.457000000000001,1837.6620354016418,212.22709225677053,562.34629574843257,704.90206131992056,null,null,null,null,null,null,null,null,null,null,null,46.457000000000001,1837.6620354016418,212.22709225677053]
[null,46.491,1837.6620674372241,172.53453728558836,562.34617995049598,749.41989899749672,null,null,null,null,null,null,null,null,null,null,null,46.491,1837.6620674372241,172.53453728558836]
[null,46.505000000000003,1837.6620806328788,160.48455913375491,562.34613260762467,767.66782171026921,null,null,null,null,null,null,null,null,null,null,null,46.505000000000003,1837.6620806328788,160.48455913375491]
[null,46.536000000000001,1837.66210986584,142.32320683791107,562.34602847225392,807.70534507760988,null,null,null,null,null,null,null,null,null,null,null,46.536000000000001,1837.66210986584,142.32320683791107]
[null,46.582999999999998,1837.66215423533,136.02583214902106,562.34587239333734,866.88641229018504,null,null,null,null,null,null,null,null,null,null,null,46.582999999999998,1837.66215423533,136.02583214902106]
[null,46.59,1837.6621608495152,137.17126916004736,562.34584933130714,875.49464404504261,null,null,null,null,null,null,null,null,null,null,null,46.59,1837.6621608495152,137.17126916004736]
[null,46.643999999999998,1837.6622119337667,163.0366373608706,562.34567300126525,939.61319669112663,null,null,null,null,null,null,null,null,null,null,null,46.643999999999998,1837.6622119337667,163.0366373608706]
[null,46.661999999999999,1837.6622289874124,178.04776163481802,562.3456148381224,959.95667964486756,null,null,null,null,null,null,null,null,null,null,null,46.661999999999999,1837.6622289874124,178.04776163481802]
[null,46.692999999999998,1837.6622583892381,210.93138835622608,562.34551537685968,993.60457267276399,null,null,null,null,null,null,null,null,null,null,null,46.692999999999998,1837.6622583892381,210.93138835622608]
[null,46.724000000000004,1837.662287832313,252.2816695084789,562.34541680197685,1025.3356644033556,null,null,null,null,null,null,null,null,null,null,null,46.724000000000004,1837.662287832313,252.2816695084789]
[null,46.747,1837.6623097038139,288.1470052198859,562.34534423161335,1047.5382915984924,null,null,null,null,null,null,null,null,null,null,null,46.747,1837.6623097038139,288.1470052198859]
[null,46.771999999999998,1837.6623335026998,331.89517213020736,562.3452658913294,1070.2944736968536,null,null,null,null,null,null,null,null,null,null,null,46.771999999999998,1837.6623335026998,331.89517213020736]
[null,46.819000000000003,1837.6623783135008,426.77529330327036,562.34512011533764,1108.9425408873603,null,null,null,null,null,null,null,null,null,null,null,46.819000000000003,1837.6623783135008,426.77529330327036]
[null,46.820999999999998,1837.6623802222275,431.16112805311946,562.3451139551928,1110.4622874947593,null,null,null,null,null,null,null,null,null,null,null,46.820999999999998,1837.6623802222275,431.16112805311946]
[null,46.87,1837.6624270305099,546.93187358875684,562.3449641151484,1144.3587140553561,null,null,null,null,null,null,null,null,null,null,null,46.87,1837.6624270305099,546.93187358875684]
[null,46.898000000000003,1837.6624538121134,619.885893555145,562.34487941661882,1160.7554523704775,null,null,null,null,null,null,null,null,null,null,null,46.898000000000003,1837.6624538121134,619.885893555145]
[null,46.929000000000002,1837.6624834868505,706.003819281701,562.34478641549435,1176.2917698501885,null,null,null,null,null,null,null,null,null,null,null,46.929000000000002,1837.6624834868505,706.003819281701]
[null,46.947000000000003,1837.6625007265504,758.44808202516481,562.34473278322662,1184.0227486866504,null,null,null,null,null,null,null,null,null,null,null,46.947000000000003,1837.6625007265504,758.44808202516481]
[null,46.969000000000001,1837.6625218044298,824.85845165068486,562.34466759658983,1192.1620387871885,null,null,null,null,null,null,null,null,null,null,null,46.969000000000001,1837.6625218044298,824.85845165068486]
[null,47.008000000000003,1837.6625591814375,948.48000112611783,562.34455301152775,1202.9927942261863,null,null,null,null,null,null,null,null,null,null,null,47.008000000000003,1837.6625591814375,948.48000112611783]
[null,47.026000000000003,1837.6625764341686,1007.9298343399615,562.3445005412193,1206.4188584676426,null,null,null,null,null,null,null,null,null,null,null,47.026000000000003,1837.6625764341686,1007.9298343399615]
[null,47.057000000000002,1837.662606143829,1113.6245609211535,562.34441078289262,1209.9627388269628,null,null,null,null,null,null,null,null,null,null,null,47.057000000000002,1837.662606143829,1113.6245609211535]
[null,47.091999999999999,1837.6626396726001,1237.662856935834,562.34431035580803,1210.3494151217287,null,null,null,null,null,null,null,null,null,null,null,47.091999999999999,1837.6626396726001,1237.662856935834]
[null,47.134,1837.6626798692928,1392.5351111252012,562.34419110312842,1205.7149776529461,null,null,null,null,null,null,null,null,null,null,null,47.134,1837.6626798692928,1392.5351111252012]
[null,47.136000000000003,1837.6626817820513,1400.0632257110717,562.34418545835376,1205.3550790937145,null,null,null,null,null,null,null,null,null,null,null,47.136000000000003,1837.6626817820513,1400.0632257110717]
[null,47.183,1837.6627266826267,1580.6753969283784,562.34405368350065,1193.2489133482459,null,null,null,null,null,null,null,null,null,null,null,47.183,1837.6627266826267,1580.6753969283784]
[null,47.219000000000001,1837.6627609968602,1723.4617183370494,562.34395387555435,1179.2461481585703,null,null,null,null,null,null,null,null,null,null,null,47.219000000000001,1837.6627609968602,1723.4617183370494]
[null,47.244,1837.662784776554,1824.6650823817999,562.34388513136116,1167.1157919776708,null,null,null,null,null,null,null,null,null,null,null,47.244,1837.662784776554,1824.6650823817999]
[null,47.262,1837.6628018690087,1898.4912625277807,562.34383592044867,1157.1657378073985,null,null,null,null,null,null,null,null,null,null,null,47.262,1837.6628018690087,1898.4912625277807]
[null,47.292999999999999,1837.6628312419818,2027.3809962230928,562.34375172243597,1137.6551802188753,null,null,null,null,null,null,null,null,null,null,null,47.292999999999999,1837.6628312419818,2027.3809962230928]
[null,47.314,1837.6628510888443,2115.8564981823511,562.34369508008547,1122.7416738137522,null,null,null,null,null,null,null,null,null,null,null,47.314,1837.6628510888443,2115.8564981823511]
[null,47.341000000000001,1837.6628765391904,2230.7743491810315,562.34362271865507,1101.5700783993539,null,null,null,null,null,null,null,null,null,null,null,47.341000000000001,1837.6628765391904,2230.7743491810315]
[null,47.372,1837.6629056573299,2363.4714852943166,562.34354027548875,1074.5281788740642,null,null,null,null,null,null,null,null,null,null,null,47.372,1837.6629056573299,2363.4714852943166]
[null,47.419000000000004,1837.6629495694031,2563.7280182504192,562.34341656743788,1028.1207759448032,null,null,null,null,null,null,null,null,null,null,null,47.419000000000004,1837.6629495694031,2563.7280182504192]
[null,47.441000000000003,1837.6629700165502,2656.1841768469467,562.34335918836314,1004.2479684288326,null,null,null,null,null,null,null,null,null,null,null,47.441000000000003,1837.6629700165502,2656.1841768469467]
[null,47.480000000000004,1837.6630060781399,2816.6944615262828,562.34325828701662,958.74850436060683,null,null,null,null,null,null,null,null,null,null,null,47.480000000000004,1837.6630060781399,2816.6944615262828]
[null,47.497999999999998,1837.6630226365012,2888.9150026458274,562.34321206623235,936.4474126861835,null,null,null,null,null,null,null,null,null,null,null,47.497999999999998,1837.6630226365012,2888.9150026458274]
[null,47.529000000000003,1837.6630510180203,2996.8888888888882,562.34313297594588,896.26673216881125,null,null,null,null,null,null,null,null,null,null,null,47.529000000000003,1837.6630510180203,2996.8888888888882]
[null,47.54,1837.6630610458192,2996.8888888888882,562.34310506649729,881.82849607819594,null,null,null,null,null,null,null,null,null,null,null,47.54,1837.6630610458192,2996.8888888888882]
[null,47.576999999999998,1837.6630946009225,2996.8888888888882,562.34301177994553,834.28033163826376,null,null,null,null,null,null,null,null,null,null,null,47.576999999999998,1837.6630946009225,2996.8888888888882]
[null,47.608000000000004,1837.663122496421,2996.8888888888882,562.34293431680783,795.62186232293948,null,null,null,null,null,null,null,null,null,null,null,47.608000000000004,1837.663122496421,2996.8888888888882]
[null,47.625999999999998,1837.6631385976541,2996.8888888888882,562.34288962705079,773.65603248902096,null,null,null,null,null,null,null,null,null,null,null,47.625999999999998,1837.6631385976541,2996.8888888888882]
[null,47.663000000000004,1837.6631714617222,2996.8888888888882,562.3427984260635,729.58615412247809,null,null,null,null,null,null,null,null,null,null,null,47.663000000000004,1837.6631714617222,2996.8888888888882]
[null,47.686999999999998,1837.6631926043872,2996.8888888888882,562.34273974113091,701.76087332876148,null,null,null,null,null,null,null,null,null,null,null,47.686999999999998,1837.6631926043872,2996.8888888888882]
[null,47.734000000000002,1837.6632335893146,2996.8888888888882,562.34262588360002,648.9491331959091,null,null,null,null,null,null,null,null,null,null,null,47.734000000000002,1837.6632335893146,2996.8888888888882]
[null,47.765000000000001,1837.6632603038281,2996.8888888888882,562.34255155292055,615.29679477370144,null,null,null,null,null,null,null,null,null,null,null,47.765000000000001,1837.6632603038281,2996.8888888888882]
[null,47.79,1837.6632816556239,2996.8888888888882,562.34249204922787,588.82110593951813,null,null,null,null,null,null,null,null,null,null,null,47.79,1837.6632816556239,2996.8888888888882]
[null,47.813000000000002,1837.6633011432352,2996.8888888888882,562.34243765103827,564.97449330342727,null,null,null,null,null,null,null,null,null,null,null,47.813000000000002,1837.6633011432352,2996.8888888888882]
[null,47.844000000000001,1837.6633271656171,2996.8888888888882,562.3423648521333,533.59046179628388,null,null,null,null,null,null,null,null,null,null,null,47.844000000000001,1837.6633271656171,2996.8888888888882]
[null,47.862000000000002,1837.6633421440283,2996.8888888888882,562.34232285457097,515.75798400299038,null,null,null,null,null,null,null,null,null,null,null,47.862000000000002,1837.6633421440283,2996.8888888888882]
[null,47.884999999999998,1837.6633611394518,2996.8888888888882,562.34226948118544,493.38079304201653,null,null,null,null,null,null,null,null,null,null,null,47.884999999999998,1837.6633611394518,2996.8888888888882]
[null,47.923000000000002,1837.6633921620064,2996.8888888888882,562.34218200850967,457.391473888679,null,null,null,null,null,null,null,null,null,null,null,47.923000000000002,1837.6633921620064,2996.8888888888882]
[null,47.941000000000003,1837.6634066965255,2996.8888888888882,562.34214088097792,440.76097891701795,null,null,null,null,null,null,null,null,null,null,null,47.941000000000003,1837.6634066965255,2996.8888888888882]
[null,47.972000000000001,1837.6634314811906,2996.8888888888882,562.34207051011629,412.73217910825252,null,null,null,null,null,null,null,null,null,null,null,47.972000000000001,1837.6634314811906,2996.8888888888882]
[null,48.012,1837.6634629904363,2996.8888888888882,562.3419805640815,377.68177170120731,null,null,null,null,null,null,null,null,null,null,null,48.012,1837.6634629904363,2996.8888888888882]
[null,48.048999999999999,1837.6634916538894,2996.8888888888882,562.34189821620885,346.34444754504307,null,null,null,null,null,null,null,null,null,null,null,48.048999999999999,1837.6634916538894,2996.8888888888882]
[null,48.08,1837.6635153053414,2996.8888888888882,562.34182984863685,320.86600902727616,null,null,null,null,null,null,null,null,null,null,null,48.08,1837.6635153053414,2996.8888888888882]
[null,48.097999999999999,1837.6635288841542,2996.8888888888882,562.34179041223024,306.38910254786288,null,null,null,null,null,null,null,null,null,null,null,48.097999999999999,1837.6635288841542,2996.8888888888882]
[null,48.134999999999998,1837.6635564362907,2996.8888888888882,562.34170994759779,277.34419450225852,null,null,null,null,null,null,null,null,null,null,null,48.134999999999998,1837.6635564362907,2996.8888888888882]
[null,48.146000000000001,1837.6635645334213,2996.8888888888882,562.34168618056492,268.89069944908618,null,null,null,null,null,null,null,null,null,null,null,48.146000000000001,1837.6635645334213,2996.8888888888882]
[null,48.177,1837.6635871185317,2996.8888888888882,562.34161958107416,245.504426764107,null,null,null,null,null,null,null,null,null,null,null,48.177,1837.6635871185317,2996.8888888888882]
[null,48.207999999999998,1837.6636093563741,2996.8888888888882,562.341553540885,222.74985960494888,null,null,null,null,null,null,null,null,null,null,null,48.207999999999998,1837.6636093563741,2996.8888888888882]
[null,48.234000000000002,1837.6636277380389,2996.8888888888882,562.3414985816529,204.14001077933079,null,null,null,null,null,null,null,null,null,null,null,48.234000000000002,1837.6636277380389,2996.8888888888882]
[null,48.285000000000004,1837.6636630770117,2996.8888888888882,562.34139190841393,168.85443394613188,null,null,null,null,null,null,null,null,null,null,null,48.285000000000004,1837.6636630770117,2996.8888888888882]
[null,48.286999999999999,1837.6636644434072,2996.8888888888882,562.34138775556926,167.50281502405062,null,null,null,null,null,null,null,null,null,null,null,48.286999999999999,1837.6636644434072,2996.8888888888882]
[null,48.334000000000003,1837.6636961323434,2996.8888888888882,562.34129082137645,136.4175623244908,null,null,null,null,null,null,null,null,null,null,null,48.334000000000003,1837.6636961323434,2996.8888888888882]
[null,48.365000000000002,1837.6637165905554,2996.8888888888882,562.34122757386376,116.60962868788091,null,null,null,null,null,null,null,null,null,null,null,48.365000000000002,1837.6637165905554,2996.8888888888882]
[null,48.390999999999998,1837.6637334782088,2996.8888888888882,562.3411749469941,100.4096874652317,null,null,null,null,null,null,null,null,null,null,null,48.390999999999998,1837.6637334782088,2996.8888888888882]
[null,48.413000000000004,1837.6637475754246,2996.8888888888882,562.34113071428942,86.989671956823955,null,null,null,null,null,null,null,null,null,null,null,48.413000000000004,1837.6637475754246,2996.8888888888882]
[null,48.444000000000003,1837.6637671416372,2868.9117820236806,562.34106884783546,70.245239722247362,null,null,null,null,null,null,null,null,null,null,null,48.444000000000003,1837.6637671416372,2868.9117820236806]
[null,48.462000000000003,1837.6637783435883,2792.8884932815263,562.3410331722406,62.376519879614797,null,null,null,null,null,null,null,null,null,null,null,48.462000000000003,1837.6637783435883,2792.8884932815263]
[null,48.514000000000003,1837.663810053612,2579.9352423426249,562.34093112319704,46.882954703125108,null,null,null,null,null,null,null,null,null,null,null,48.514000000000003,1837.663810053612,2579.9352423426249]
[null,48.539000000000001,1837.6638249579698,2480.9838105451909,562.3408825947912,43.060732027943665,null,null,null,null,null,null,null,null,null,null,null,48.539000000000001,1837.6638249579698,2480.9838105451909]
[null,48.57,1837.6638431360166,2361.2802538456822,562.34082289822743,41.39365900272152,null,null,null,null,null,null,null,null,null,null,null,48.57,1837.6638431360166,2361.2802538456822]
[null,48.600999999999999,1837.6638609824122,2244.8100792509135,562.34076372928371,42.959549674683643,null,null,null,null,null,null,null,null,null,null,null,48.600999999999999,1837.6638609824122,2244.8100792509135]
[null,48.613,1837.6638678026175,2200.5741822571736,562.34074096629183,44.396373215057274,null,null,null,null,null,null,null,null,null,null,null,48.613,1837.6638678026175,2200.5741822571736]
[null,48.649000000000001,1837.6638879725695,2070.6453922451979,562.34067314795186,51.360127646059681,null,null,null,null,null,null,null,null,null,null,null,48.649000000000001,1837.6638879725695,2070.6453922451979]
[null,48.68,1837.6639049966202,1962.0257246573105,562.34061531215957,60.396964264974031,null,null,null,null,null,null,null,null,null,null,null,48.68,1837.6639049966202,1962.0257246573105]
[null,48.698,1837.663914737755,1900.307772095563,562.34058196821729,66.869359948536356,null,null,null,null,null,null,null,null,null,null,null,48.698,1837.663914737755,1900.307772095563]
[null,48.736000000000004,1837.6639349620377,1773.1927268736397,562.34051214725014,83.333319329942825,null,null,null,null,null,null,null,null,null,null,null,48.736000000000004,1837.6639349620377,1773.1927268736397]
[null,48.746000000000002,1837.6639402086207,1740.4445280526479,562.34049390181372,88.271685881486832,null,null,null,null,null,null,null,null,null,null,null,48.746000000000002,1837.6639402086207,1740.4445280526479]
[null,48.777000000000001,1837.6639562766493,1640.7441084447478,562.34043767969774,105.10535061628434,null,null,null,null,null,null,null,null,null,null,null,48.777000000000001,1837.6639562766493,1640.7441084447478]
[null,48.808,1837.6639720532787,1543.7367551175739,562.34038196767369,124.13951912258653,null,null,null,null,null,null,null,null,null,null,null,48.808,1837.6639720532787,1543.7367551175739]
[null,48.835000000000001,1837.6639855626863,1461.3839556473868,562.34033385771386,142.40817466698357,null,null,null,null,null,null,null,null,null,null,null,48.835000000000001,1837.6639855626863,1461.3839556473868]
[null,48.884999999999998,1837.664010028609,1313.9694894026536,562.3402457748706,180.10385303707349,null,null,null,null,null,null,null,null,null,null,null,48.884999999999998,1837.664010028609,1313.9694894026536]
[null,48.916000000000004,1837.6640248500848,1225.7888366580739,562.340191817544,205.8148049781982,null,null,null,null,null,null,null,null,null,null,null,48.916000000000004,1837.6640248500848,1225.7888366580739]
[null,48.933999999999997,1837.6640333381683,1175.6843809686791,562.34016071574069,221.50976552248972,null,null,null,null,null,null,null,null,null,null,null,48.933999999999997,1837.6640333381683,1175.6843809686791]
[null,48.957999999999998,1837.664044524214,1110.1057195653666,562.34011950626473,243.26681036756773,null,null,null,null,null,null,null,null,null,null,null,48.957999999999998,1837.664044524214,1110.1057195653666]
[null,48.981999999999999,1837.6640555638162,1045.9026812325419,562.34007859213148,265.92796405715671,null,null,null,null,null,null,null,null,null,null,null,48.981999999999999,1837.6640555638162,1045.9026812325419]
[null,49.012999999999998,1837.6640696131565,964.96293848449625,562.34002617941849,296.45977966898459,null,null,null,null,null,null,null,null,null,null,null,49.012999999999998,1837.6640696131565,964.96293848449625]
[null,49.044000000000004,1837.6640834338209,886.20950674119013,562.33997425372593,328.32245476440067,null,null,null,null,null,null,null,null,null,null,null,49.044000000000004,1837.6640834338209,886.20950674119013]
[null,49.085000000000001,1837.6641013768435,785.30946037439799,562.33990632015332,372.34785131613609,null,null,null,null,null,null,null,null,null,null,null,49.085000000000001,1837.6641013768435,785.30946037439799]
[null,49.091999999999999,1837.6641044033593,768.4448800009892,562.33989480572802,380.06547878384629,null,null,null,null,null,null,null,null,null,null,null,49.091999999999999,1837.6641044033593,768.4448800009892]
[null,49.139000000000003,1837.6641244580803,657.87215397004604,562.33981812432853,433.28661366406851,null,null,null,null,null,null,null,null,null,null,null,49.139000000000003,1837.6641244580803,657.87215397004604]
[null,49.17,1837.6641374424053,587.41373233404454,562.33976814312632,469.63175921638469,null,null,null,null,null,null,null,null,null,null,null,49.17,1837.6641374424053,587.41373233404454]
[null,49.18,1837.6641415915287,565.0937022814644,562.33975212047164,481.55053074232995,null,null,null,null,null,null,null,null,null,null,null,49.18,1837.6641415915287,565.0937022814644]
[null,49.218000000000004,1837.6641571902569,482.05312102520458,562.33969167769874,527.64615941020122,null,null,null,null,null,null,null,null,null,null,null,49.218000000000004,1837.6641571902569,482.05312102520458]
[null,49.249000000000002,1837.6641697272541,416.34385103815703,562.33964288546781,566.12487766768004,null,null,null,null,null,null,null,null,null,null,null,49.249000000000002,1837.6641697272541,416.34385103815703]
[null,49.28,1837.6641821049536,352.40949294035238,562.33959455312345,605.31417878074922,null,null,null,null,null,null,null,null,null,null,null,49.28,1837.6641821049536,352.40949294035238]
[null,49.307000000000002,1837.6641927625924,298.13346991805514,562.33955282890543,639.97386033322482,null,null,null,null,null,null,null,null,null,null,null,49.307000000000002,1837.6641927625924,298.13346991805514]
[null,49.328000000000003,1837.6642009767877,257.89829125611129,562.33952061424293,667.23744591860839,null,null,null,null,null,null,null,null,null,null,null,49.328000000000003,1837.6642009767877,257.89829125611129]
[null,49.375,1837.6642191376106,189.08873383345912,562.33944926104743,728.75482153680684,null,null,null,null,null,null,null,null,null,null,null,49.375,1837.6642191376106,189.08873383345912]
[null,49.405999999999999,1837.6642309586882,159.54210302753711,562.33940275750945,769.23159832357896,null,null,null,null,null,null,null,null,null,null,null,49.405999999999999,1837.6642309586882,159.54210302753711]
[null,49.43,1837.6642400309152,144.82534263371465,562.33936705695862,800.26675191117999,null,null,null,null,null,null,null,null,null,null,null,49.43,1837.6642400309152,144.82534263371465]
[null,49.454000000000001,1837.6642490379134,136.91171526815293,562.3393316180219,830.88452363746194,null,null,null,null,null,null,null,null,null,null,null,49.454000000000001,1837.6642490379134,136.91171526815293]
[null,49.484999999999999,1837.6642605816369,136.30687990340434,562.33928622676365,869.60321262816535,null,null,null,null,null,null,null,null,null,null,null,49.484999999999999,1837.6642605816369,136.30687990340434]
[null,49.503,1837.6642672404694,140.72132925833742,562.33926006768615,891.56158711550586,null,null,null,null,null,null,null,null,null,null,null,49.503,1837.6642672404694,140.72132925833742]
[null,49.529000000000003,1837.6642768055235,153.00925541729237,562.33922253599792,922.48307423756989,null,null,null,null,null,null,null,null,null,null,null,49.529000000000003,1837.6642768055235,153.00925541729237]
[null,49.564,1837.6642895892192,180.07179500522858,562.33917248187606,962.40985758451734,null,null,null,null,null,null,null,null,null,null,null,49.564,1837.6642895892192,180.07179500522858]
[null,49.582000000000001,1837.6642961255307,198.46972945225804,562.3391469476295,982.09660904172472,null,null,null,null,null,null,null,null,null,null,null,49.582000000000001,1837.6642961255307,198.46972945225804]
[null,49.613,1837.6643073266657,236.92752230636731,562.33910329984792,1014.5160477130989,null,null,null,null,null,null,null,null,null,null,null,49.613,1837.6643073266657,236.92752230636731]
[null,49.652000000000001,1837.6643213274381,296.82972836742198,562.33904897145544,1052.3989849971811,null,null,null,null,null,null,null,null,null,null,null,49.652000000000001,1837.6643213274381,296.82972836742198]
[null,49.69,1837.6643348829321,366.72116435929593,562.3389966534786,1085.9242257344986,null,null,null,null,null,null,null,null,null,null,null,49.69,1837.6643348829321,366.72116435929593]
[null,49.721000000000004,1837.6643458862113,431.5902435364182,562.33895441858715,1110.6209188672647,null,null,null,null,null,null,null,null,null,null,null,49.721000000000004,1837.6643458862113,431.5902435364182]
[null,49.739000000000004,1837.6643522550132,472.31179169025933,562.3389300769046,1123.8148993004882,null,null,null,null,null,null,null,null,null,null,null,49.739000000000004,1837.6643522550132,472.31179169025933]
[null,49.779000000000003,1837.6643663609009,570.37224054987382,562.33887645729988,1149.9971477125687,null,null,null,null,null,null,null,null,null,null,null,49.779000000000003,1837.6643663609009,570.37224054987382]
[null,49.800000000000004,1837.6643737435033,625.81131289209543,562.33884856564134,1161.9568114375243,null,null,null,null,null,null,null,null,null,null,null,49.800000000000004,1837.6643737435033,625.81131289209543]
[null,49.817999999999998,1837.6643800603781,675.3818561509205,562.33882479884107,1171.2030226044722,null,null,null,null,null,null,null,null,null,null,null,49.817999999999998,1837.6643800603781,675.3818561509205]
[null,49.849000000000004,1837.664390918083,764.97563218850769,562.33878416810899,1184.9088893411092,null,null,null,null,null,null,null,null,null,null,null,49.849000000000004,1837.664390918083,764.97563218850769]
[null,49.874000000000002,1837.6643996572104,840.91622564331362,562.33875167617748,1193.8802380708523,null,null,null,null,null,null,null,null,null,null,null,49.874000000000002,1837.6643996572104,840.91622564331362]
[null,49.896999999999998,1837.6644076856969,913.52354567926818,562.33872199809264,1200.4650265581652,null,null,null,null,null,null,null,null,null,null,null,49.896999999999998,1837.6644076856969,913.52354567926818]
[null,49.928000000000004,1837.6644184919644,1015.3013037572265,562.33868231910333,1206.7753102782083,null,null,null,null,null,null,null,null,null,null,null,49.928000000000004,1837.6644184919644,1015.3013037572265]
[null,49.975000000000001,1837.66443485031,1177.5371338169928,562.33862285631392,1210.6500216185593,null,null,null,null,null,null,null,null,null,null,null,49.975000000000001,1837.66443485031,1177.5371338169928]
[null,50.006,1837.664445627471,1289.3329286710189,562.33858408844208,1209.4117349646167,null,null,null,null,null,null,null,null,null,null,null,50.006,1837.664445627471,1289.3329286710189]
[null,50.030999999999999,1837.664454313765,1382.0345798880976,562.33855308230306,1206.202422504221,null,null,null,null,null,null,null,null,null,null,null,50.030999999999999,1837.664454313765,1382.0345798880976]
[null,50.054000000000002,1837.6644623022025,1469.1936814919602,562.33852475816718,1201.502041186171,null,null,null,null,null,null,null,null,null,null,null,50.054000000000002,1837.6644623022025,1469.1936814919602]
[null,50.085000000000001,1837.6644730661735,1589.3171839878034,562.33848688446278,1192.5145493050791,null,null,null,null,null,null,null,null,null,null,null,50.085000000000001,1837.6644730661735,1589.3171839878034]
[null,50.103000000000002,1837.6644793153125,1660.3723115412927,562.33846505100814,1185.8996094537815,null,null,null,null,null,null,null,null,null,null,null,50.103000000000002,1837.6644793153125,1660.3723115412927]
[null,50.13,1837.6644886882846,1768.6289436624916,562.33843251586541,1174.0577656733221,null,null,null,null,null,null,null,null,null,null,null,50.13,1837.6644886882846,1768.6289436624916]
[null,50.164000000000001,1837.6645004910583,1907.5964322802433,562.33839190881508,1155.8817859897533,null,null,null,null,null,null,null,null,null,null,null,50.164000000000001,1837.6645004910583,1907.5964322802433]
[null,50.210999999999999,1837.6645168079722,2104.0424445307544,562.33833643230525,1124.8093669743751,null,null,null,null,null,null,null,null,null,null,null,50.210999999999999,1837.6645168079722,2104.0424445307544]
[null,50.213000000000001,1837.664517502418,2112.5039949714173,562.33833408831754,1123.3351523802298,null,null,null,null,null,null,null,null,null,null,null,50.213000000000001,1837.664517502418,2112.5039949714173]
[null,50.253,1837.6645313911645,2282.9992585744335,562.33828749161455,1091.2725166897687,null,null,null,null,null,null,null,null,null,null,null,50.253,1837.6645313911645,2282.9992585744335]
[null,50.29,1837.6645442397432,2441.3500039712799,562.33824486450112,1057.3151269464065,null,null,null,null,null,null,null,null,null,null,null,50.29,1837.6645442397432,2441.3500039712799]
[null,50.320999999999998,1837.6645550051715,2573.0676638541754,562.33820949605695,1025.7904347747622,null,null,null,null,null,null,null,null,null,null,null,50.320999999999998,1837.6645550051715,2573.0676638541754]
[null,50.338999999999999,1837.6645612559107,2648.7108353854437,562.3381891026811,1006.2470111453475,null,null,null,null,null,null,null,null,null,null,null,50.338999999999999,1837.6645612559107,2648.7108353854437]
[null,50.38,1837.6645754919737,2817.5549997717367,562.33814303888914,958.49951612384086,null,null,null,null,null,null,null,null,null,null,null,50.38,1837.6645754919737,2817.5549997717367]
[null,50.4,1837.6645824348714,2897.7018866951557,562.33812076223194,933.66141364844066,null,null,null,null,null,null,null,null,null,null,null,50.4,1837.6645824348714,2897.7018866951557]
[null,50.417999999999999,1837.6645886820529,2968.3435813236611,562.33810082056232,910.49117097829253,null,null,null,null,null,null,null,null,null,null,null,50.417999999999999,1837.6645886820529,2968.3435813236611]
[null,50.448999999999998,1837.6645994371704,2996.8888888888882,562.33806671270474,869.85287179531497,null,null,null,null,null,null,null,null,null,null,null,50.448999999999998,1837.6645994371704,2996.8888888888882]
[null,50.475000000000001,1837.6646084525057,2996.8888888888882,562.33803833418483,836.55058773088581,null,null,null,null,null,null,null,null,null,null,null,50.475000000000001,1837.6646084525057,2996.8888888888882]
[null,50.526000000000003,1837.6646261178696,2996.8888888888882,562.3379832643385,773.40712460619841,null,null,null,null,null,null,null,null,null,null,null,50.526000000000003,1837.6646261178696,2996.8888888888882]
[null,50.557000000000002,1837.6646368399047,2996.8888888888882,562.33795017066711,736.39295071899051,null,null,null,null,null,null,null,null,null,null,null,50.557000000000002,1837.6646368399047,2996.8888888888882]
[null,50.575000000000003,1837.6646430588246,2996.8888888888882,562.33793108517591,715.36141327197709,null,null,null,null,null,null,null,null,null,null,null,50.575000000000003,1837.6646430588246,2996.8888888888882]
[null,50.602000000000004,1837.6646523765796,2996.8888888888882,562.33790263452681,684.43451283235527,null,null,null,null,null,null,null,null,null,null,null,50.602000000000004,1837.6646523765796,2996.8888888888882]
[null,50.636000000000003,1837.6646640891163,2996.8888888888882,562.33786710787831,646.52423554773486,null,null,null,null,null,null,null,null,null,null,null,50.636000000000003,1837.6646640891163,2996.8888888888882]
[null,50.654000000000003,1837.6646702791722,2996.8888888888882,562.33784843373599,626.91031078567084,null,null,null,null,null,null,null,null,null,null,null,50.654000000000003,1837.6646702791722,2996.8888888888882]
[null,50.685000000000002,1837.6646809202039,2996.8888888888882,562.337816488062,593.85328082012404,null,null,null,null,null,null,null,null,null,null,null,50.685000000000002,1837.6646809202039,2996.8888888888882]
[null,50.728999999999999,1837.6646959752893,2996.8888888888882,562.33777160832267,548.46094036937302,null,null,null,null,null,null,null,null,null,null,null,50.728999999999999,1837.6646959752893,2996.8888888888882]
[null,50.733000000000004,1837.664697340804,2996.8888888888882,562.33776755499753,544.42117875436145,null,null,null,null,null,null,null,null,null,null,null,50.733000000000004,1837.664697340804,2996.8888888888882]
[null,50.764000000000003,1837.6647079046086,2996.8888888888882,562.33773629091127,513.59232944959297,null,null,null,null,null,null,null,null,null,null,null,50.764000000000003,1837.6647079046086,2996.8888888888882]
[null,50.811,1837.6647238498633,2996.8888888888882,562.33768938972833,468.43277432430881,null,null,null,null,null,null,null,null,null,null,null,50.811,1837.6647238498633,2996.8888888888882]
[null,50.823999999999998,1837.6647282438066,2996.8888888888882,562.33767652215363,456.26930282032134,null,null,null,null,null,null,null,null,null,null,null,50.823999999999998,1837.6647282438066,2996.8888888888882]
[null,50.872,1837.6647443989191,2996.8888888888882,562.33762940077577,412.54881945431652,null,null,null,null,null,null,null,null,null,null,null,50.872,1837.6647443989191,2996.8888888888882]
[null,50.89,1837.6647504273951,2996.8888888888882,562.33761188697156,396.62568427556863,null,null,null,null,null,null,null,null,null,null,null,50.89,1837.6647504273951,2996.8888888888882]
[null,50.920999999999999,1837.6647607686252,2996.8888888888882,562.33758192255971,369.78905860606426,null,null,null,null,null,null,null,null,null,null,null,50.920999999999999,1837.6647607686252,2996.8888888888882]
[null,50.951000000000001,1837.6647707236218,2996.8888888888882,562.33755316156464,344.50853929802213,null,null,null,null,null,null,null,null,null,null,null,50.951000000000001,1837.6647707236218,2996.8888888888882]
[null,50.969000000000001,1837.6647766703863,2996.8888888888882,562.33753601584999,329.65868934487366,null,null,null,null,null,null,null,null,null,null,null,50.969000000000001,1837.6647766703863,2996.8888888888882]
[null,51,1837.6647868633106,2996.8888888888882,562.3375066804756,304.63096333694295,null,null,null,null,null,null,null,null,null,null,null,51,1837.6647868633106,2996.8888888888882]
[null,51.018000000000001,1837.6647927522856,2996.8888888888882,562.33748975854246,290.41015272657,null,null,null,null,null,null,null,null,null,null,null,51.018000000000001,1837.6647927522856,2996.8888888888882]
[null,51.073999999999998,1837.664810925748,2996.8888888888882,562.33743763102848,247.58633453104969,null,null,null,null,null,null,null,null,null,null,null,51.073999999999998,1837.664810925748,2996.8888888888882]
[null,51.094999999999999,1837.6648176799513,2996.8888888888882,562.33741828368215,232.06571791013164,null,null,null,null,null,null,null,null,null,null,null,51.094999999999999,1837.6648176799513,2996.8888888888882]
[null,51.125999999999998,1837.6648275864518,2996.8888888888882,562.33738992114263,209.67415458477427,null,null,null,null,null,null,null,null,null,null,null,51.125999999999998,1837.6648275864518,2996.8888888888882]
[null,51.157000000000004,1837.6648374133904,2996.8888888888882,562.33736179269386,187.88742788622505,null,null,null,null,null,null,null,null,null,null,null,51.157000000000004,1837.6648374133904,2996.8888888888882]
[null,51.173000000000002,1837.6648424531431,2996.8888888888882,562.33734736573774,176.87393462403909,null,null,null,null,null,null,null,null,null,null,null,51.173000000000002,1837.6648424531431,2996.8888888888882]
[null,51.204999999999998,1837.6648524643588,2996.8888888888882,562.33731869632516,155.30846664972015,null,null,null,null,null,null,null,null,null,null,null,51.204999999999998,1837.6648524643588,2996.8888888888882]
[null,51.236000000000004,1837.6648620732481,2996.8888888888882,562.33729115584583,134.99025551781409,null,null,null,null,null,null,null,null,null,null,null,51.236000000000004,1837.6648620732481,2996.8888888888882]
[null,51.253999999999998,1837.6648676109503,2996.8888888888882,562.33727526912321,123.44540192796545,null,null,null,null,null,null,null,null,null,null,null,51.253999999999998,1837.6648676109503,2996.8888888888882]
[null,51.295999999999999,1837.6648804091633,2996.8888888888882,562.33723849654712,97.2106632190753,null,null,null,null,null,null,null,null,null,null,null,51.295999999999999,1837.6648804091633,2996.8888888888882]
[null,51.331000000000003,1837.6648909386731,2923.7167599417612,562.33720816739719,76.658406125336441,null,null,null,null,null,null,null,null,null,null,null,51.331000000000003,1837.6648909386731,2923.7167599417612]
[null,51.362000000000002,1837.6649001582332,2792.0535470982863,562.33718154135295,62.292990379948982,null,null,null,null,null,null,null,null,null,null,null,51.362000000000002,1837.6649001582332,2792.0535470982863]
[null,51.364000000000004,1837.6649007495905,2783.6823142872677,562.33717983114741,61.502105466471406,null,null,null,null,null,null,null,null,null,null,null,51.364000000000004,1837.6649007495905,2783.6823142872677]
[null,51.395000000000003,1837.6649098597236,2655.8016708850255,562.33715344026757,51.275471784901242,null,null,null,null,null,null,null,null,null,null,null,51.395000000000003,1837.6649098597236,2655.8016708850255]
[null,51.441000000000003,1837.6649231831464,2472.3812512373493,562.33711468348247,42.828615616919208,null,null,null,null,null,null,null,null,null,null,null,51.441000000000003,1837.6649231831464,2472.3812512373493]
[null,51.472000000000001,1837.6649320274755,2352.9093812183846,562.33708883491204,41.396924595285249,null,null,null,null,null,null,null,null,null,null,null,51.472000000000001,1837.6649320274755,2352.9093812183846]
[null,51.49,1837.6649371122191,2285.0251885080002,562.33707392523638,42.05472330555471,null,null,null,null,null,null,null,null,null,null,null,51.49,1837.6649371122191,2285.0251885080002]
[null,51.521000000000001,1837.6649457807098,2170.6141258754901,562.33704841735448,45.63358392348276,null,null,null,null,null,null,null,null,null,null,null,{"$f":"B51530","v":51.521000000000001},{"$f":"C51530","v":1837.6649457807098},{"$f":"D51530","v":2170.6141258754901}]
[null,51.552,1837.6649543357228,2059.2935015906855,562.33702312332787,52.162756704241602,null,null,null,null,null,null,null,null,null,null,null,51.552,1837.6649543357228,2059.2935015906855]
[null,51.569000000000003,1837.6649589783788,1999.5285786575027,562.33700934274805,56.937153429148317,null,null,null,null,null,null,null,null,null,null,null,51.569000000000003,1837.6649589783788,1999.5285786575027]
[null,51.6,1837.6649673545949,1892.8292674895633,562.33698437737917,67.717329061107776,null,null,null,null,null,null,null,null,null,null,null,51.6,1837.6649673545949,1892.8292674895633]
[null,51.646999999999998,1837.6649798303517,1736.5310550446729,562.33694692817971,88.87805805385041,null,null,null,null,null,null,null,null,null,null,null,51.646999999999998,1837.6649798303517,1736.5310550446729]
[null,51.675000000000004,1837.6649871333143,1646.455258144756,562.33692484656433,104.06392399192771,null,null,null,null,null,null,null,null,null,null,null,51.675000000000004,1837.6649871333143,1646.455258144756]
[null,51.695,1837.6649922901067,1583.4658327890411,562.33690917787624,116.01965973382308,null,null,null,null,null,null,null,null,null,null,null,51.695,1837.6649922901067,1583.4658327890411]
[null,51.725999999999999,1837.665000184581,1488.0050880504843,562.33688506172837,136.28445028281891,null,null,null,null,null,null,null,null,null,null,null,51.725999999999999,1837.665000184581,1488.0050880504843]
[null,51.756999999999998,1837.6650079587284,1395.1229013808688,562.33686115166381,158.54415292470884,null,null,null,null,null,null,null,null,null,null,null,51.756999999999998,1837.6650079587284,1395.1229013808688]
[null,51.774000000000001,1837.6650121708221,1345.2570588646829,562.33684812679553,171.55362936470965,null,null,null,null,null,null,null,null,null,null,null,51.774000000000001,1837.6650121708221,1345.2570588646829]
[null,51.805,1837.6650197583374,1256.2307407821854,562.3368245336942,196.66229852301842,null,null,null,null,null,null,null,null,null,null,null,51.805,1837.6650197583374,1256.2307407821854]
[null,51.835999999999999,1837.6650272252491,1169.6091759507613,562.3368011439436,223.46367686144788,null,null,null,null,null,null,null,null,null,null,null,51.835999999999999,1837.6650272252491,1169.6091759507613]
[null,51.853999999999999,1837.6650315056181,1120.3906027241885,562.33678765570119,239.75902002942922,null,null,null,null,null,null,null,null,null,null,null,51.853999999999999,1837.6650315056181,1120.3906027241885]
[null,51.896999999999998,1837.6650415669319,1005.9326621032743,562.33675570867149,280.72486772111648,null,null,null,null,null,null,null,null,null,null,null,51.896999999999998,1837.6650415669319,1005.9326621032743]
[null,51.931000000000004,1837.6650493595714,918.45905687670859,562.33673072115198,315.01015707206352,null,null,null,null,null,null,null,null,null,null,null,51.931000000000004,1837.6650493595714,918.45905687670859]
[null,51.962000000000003,1837.6650563401784,840.96128362084642,562.33670814722416,347.6102464418949,null,null,null,null,null,null,null,null,null,null,null,51.962000000000003,1837.6650563401784,840.96128362084642]
[null,51.993000000000002,1837.6650632030728,765.556857962859,562.33668577141179,381.39366115995887,null,null,null,null,null,null,null,null,null,null,null,51.993000000000002,1837.6650632030728,765.556857962859]
[null,51.996000000000002,1837.6650638610379,758.36863857450055,562.33668361648643,384.72253624104582,null,null,null,null,null,null,null,null,null,null,null,51.996000000000002,1837.6650638610379,758.36863857450055]
[null,52.041000000000004,1837.665073599793,652.8002148100029,562.33665151347293,435.83465668082368,null,null,null,null,null,null,null,null,null,null,null,52.041000000000004,1837.665073599793,652.8002148100029]
[null,52.059000000000005,1837.6650774274642,611.73389253693745,562.33663878779146,456.86407479294525,null,null,null,null,null,null,null,null,null,null,null,52.059000000000005,1837.6650774274642,611.73389253693745]
[null,52.09,1837.6650839297076,542.52129141337662,562.33661702526115,493.8011062987631,null,null,null,null,null,null,null,null,null,null,null,52.09,1837.6650839297076,542.52129141337662]
[null,52.119,1837.6650899109293,479.46752722564901,562.33659684229201,529.1219962768472,null,null,null,null,null,null,null,null,null,null,null,52.119,1837.6650899109293,479.46752722564901]
[null,52.167000000000002,1837.6650995989783,378.5874664041433,562.33656380650632,589.0517294844451,null,null,null,null,null,null,null,null,null,null,null,52.167000000000002,1837.6650995989783,378.5874664041433]
[null,52.169000000000004,1837.6650999969625,374.47624388239132,562.33656243999337,591.58544377185297,null,null,null,null,null,null,null,null,null,null,null,52.169000000000004,1837.6650999969625,374.47624388239132]
[null,52.2,1837.6651061093567,311.67237839327703,562.33654136062125,631.20202872052971,null,null,null,null,null,null,null,null,null,null,null,52.2,1837.6651061093567,311.67237839327703]
[null,52.246000000000002,1837.6651149857801,227.6927881986372,562.33651043157784,691.02079743570971,null,null,null,null,null,null,null,null,null,null,null,52.246000000000002,1837.6651149857801,227.6927881986372]
[null,52.277000000000001,1837.6651208404683,186.57814688209066,562.33648982240595,731.6374307509011,null,null,null,null,null,null,null,null,null,null,null,52.277000000000001,1837.6651208404683,186.57814688209066]
[null,52.295000000000002,1837.6651241940804,168.45025284722635,562.33647794185117,755.16818923261121,null,null,null,null,null,null,null,null,null,null,null,52.295000000000002,1837.6651241940804,168.45025284722635]
[null,52.326000000000001,1837.6651298921722,146.68459293225712,562.3364576283509,795.37908850065389,null,null,null,null,null,null,null,null,null,null,null,52.326000000000001,1837.6651298921722,146.68459293225712]
[null,52.341000000000001,1837.6651326148074,140.29263028133676,562.336447865938,814.61717489982675,null,null,null,null,null,null,null,null,null,null,null,52.341000000000001,1837.6651326148074,140.29263028133676]
[null,52.374000000000002,1837.6651385269986,135.30867940966999,562.33642654094638,856.23692073431926,null,null,null,null,null,null,null,null,null,null,null,52.374000000000002,1837.6651385269986,135.30867940966999]
[null,52.405000000000001,1837.6651439861605,141.4840875837275,562.33640669813678,894.21831440316896,null,null,null,null,null,null,null,null,null,null,null,52.405000000000001,1837.6651439861605,141.4840875837275]
[null,52.436,1837.6651493561881,157.60059940712415,562.33638703794816,930.86650368692801,null,null,null,null,null,null,null,null,null,null,null,52.436,1837.6651493561881,157.60059940712415]
[null,52.468000000000004,1837.6651548090995,184.09033328888847,562.33636693383767,967.06024522942778,null,null,null,null,null,null,null,null,null,null,null,52.468000000000004,1837.6651548090995,184.09033328888847]
[null,52.484000000000002,1837.665157502031,200.91173607538826,562.33635695385465,984.46352546703315,null,null,null,null,null,null,null,null,null,null,null,52.484000000000002,1837.665157502031,200.91173607538826]
[null,52.530999999999999,1837.665165287912,263.32666950444167,562.33632791357331,1032.6174335092992,null,null,null,null,null,null,null,null,null,null,null,52.530999999999999,1837.665165287912,263.32666950444167]
[null,52.561999999999998,1837.6651703252969,314.50208945529357,562.33630898305807,1061.7405379460915,null,null,null,null,null,null,null,null,null,null,null,52.561999999999998,1837.6651703252969,314.50208945529357]
[null,52.591000000000001,1837.665174970193,369.09883344867518,562.33629143351345,1086.9288466383737,null,null,null,null,null,null,null,null,null,null,null,52.591000000000001,1837.665174970193,369.09883344867518]
[null,52.61,1837.6651779792892,408.21536269381733,562.33628001868647,1102.2996561600073,null,null,null,null,null,null,null,null,null,null,null,52.61,1837.6651779792892,408.21536269381733]
[null,52.640999999999998,1837.6651828327824,477.43370221983179,562.33626153490729,1125.3716738673643,null,null,null,null,null,null,null,null,null,null,null,52.640999999999998,1837.6651828327824,477.43370221983179]
[null,52.658999999999999,1837.665185620069,520.55823655862423,562.33625088183931,1137.5896539940006,null,null,null,null,null,null,null,null,null,null,null,52.658999999999999,1837.665185620069,520.55823655862423]
[null,52.69,1837.665190369238,599.61050770114844,562.33623267079452,1156.5347266029801,null,null,null,null,null,null,null,null,null,null,null,52.69,1837.665190369238,599.61050770114844]
[null,52.72,1837.6651949060836,681.56552240550559,562.33621520982047,1172.2719912798475,null,null,null,null,null,null,null,null,null,null,null,52.72,1837.6651949060836,681.56552240550559]
[null,52.767000000000003,1837.6652019032977,819.94688106495425,562.33618817283229,1191.6291944045006,null,null,null,null,null,null,null,null,null,null,null,52.767000000000003,1837.6652019032977,819.94688106495425]
[null,52.798000000000002,1837.6652064489554,917.38325257779729,562.33617055067953,1200.7673140036441,null,null,null,null,null,null,null,null,null,null,null,52.798000000000002,1837.6652064489554,917.38325257779729]
[null,52.813000000000002,1837.6652086297281,966.16923219415946,562.33616208345609,1204.1351334477774,null,null,null,null,null,null,null,null,null,null,null,52.813000000000002,1837.6652086297281,966.16923219415946]
[null,52.846000000000004,1837.6652133861451,1077.0390058899877,562.33614359142109,1209.0968745027506,null,null,null,null,null,null,null,null,null,null,null,52.846000000000004,1837.6652133861451,1077.0390058899877]
[null,52.877000000000002,1837.6652178053794,1185.3558911441912,562.33612638898796,1210.664493837528,null,null,null,null,null,null,null,null,null,null,null,52.877000000000002,1837.6652178053794,1185.3558911441912]
[null,52.895000000000003,1837.6652203506703,1249.9822916848898,562.33611647495036,1210.1895011121735,null,null,null,null,null,null,null,null,null,null,null,52.895000000000003,1837.6652203506703,1249.9822916848898]
[null,52.94,1837.6652266517217,1416.6972053001502,562.33609192699123,1204.5254656575937,null,null,null,null,null,null,null,null,null,null,null,52.94,1837.6652266517217,1416.6972053001502]
[null,52.956000000000003,1837.6652288718024,1477.6293368180332,562.33608327981108,1200.9665234832103,null,null,null,null,null,null,null,null,null,null,null,52.956000000000003,1837.6652288718024,1477.6293368180332]
[null,52.974000000000004,1837.6652313573722,1547.1454745395038,562.33607360210067,1195.9929993810258,null,null,null,null,null,null,null,null,null,null,null,52.974000000000004,1837.6652313573722,1547.1454745395038]
[null,53.005000000000003,1837.6652356097813,1669.1303721707361,562.33605705909474,1185.0222704761813,null,null,null,null,null,null,null,null,null,null,null,53.005000000000003,1837.6652356097813,1669.1303721707361]
[null,53.035000000000004,1837.6652396928384,1789.7101775403664,562.33604119806364,1171.5142550466574,null,null,null,null,null,null,null,null,null,null,null,53.035000000000004,1837.6652396928384,1789.7101775403664]
[null,53.082000000000001,1837.6652460313669,1983.1160966455013,562.33601663903505,1144.6652654264929,null,null,null,null,null,null,null,null,null,null,null,53.082000000000001,1837.6652460313669,1983.1160966455013]
[null,53.113,1837.6652501766116,2113.3661766352852,562.3360006319358,1123.1871386169867,null,null,null,null,null,null,null,null,null,null,null,53.113,1837.6652501766116,2113.3661766352852]
[null,53.131,1837.665252571685,2189.8511602579483,562.33599140656077,1109.3534753777881,null,null,null,null,null,null,null,null,null,null,null,53.131,1837.665252571685,2189.8511602579483]
[null,53.161999999999999,1837.6652566774437,2322.4151302925034,562.33597563628518,1083.2094238146449,null,null,null,null,null,null,null,null,null,null,null,53.161999999999999,1837.6652566774437,2322.4151302925034]
[null,53.192,1837.6652606295386,2450.7603897238928,562.335960515441,1055.1677707537747,null,null,null,null,null,null,null,null,null,null,null,53.192,1837.6652606295386,2450.7603897238928]
[null,53.21,1837.6652629915932,2527.3712431621398,562.33595150875851,1037.0825793715305,null,null,null,null,null,null,null,null,null,null,null,53.21,1837.6652629915932,2527.3712431621398]
[null,53.241,1837.6652670444435,2657.9228197942225,562.33593611189747,1003.7956899453677,null,null,null,null,null,null,null,null,null,null,null,53.241,1837.6652670444435,2657.9228197942225]
[null,53.288000000000004,1837.6652731563081,2850.6365702481939,562.33591304179902,948.43142674431795,null,null,null,null,null,null,null,null,null,null,null,53.288000000000004,1837.6652731563081,2850.6365702481939]
[null,53.291000000000004,1837.665273545193,2862.6637405092811,562.3359115803222,944.70757133701215,null,null,null,null,null,null,null,null,null,null,null,53.291000000000004,1837.665273545193,2862.6637405092811]
[null,53.32,1837.665277297609,2976.8974770899104,562.33589752061641,907.60471659012171,null,null,null,null,null,null,null,null,null,null,null,53.32,1837.665277297609,2976.8974770899104]
[null,53.367000000000004,1837.665283354813,2996.8888888888882,562.33587499303007,846.45765193238697,null,null,null,null,null,null,null,null,null,null,null,53.367000000000004,1837.665283354813,2996.8888888888882]
[null,53.398000000000003,1837.6652873354303,2996.8888888888882,562.33586030729771,807.47025116983616,null,null,null,null,null,null,null,null,null,null,null,53.398000000000003,1837.6652873354303,2996.8888888888882]
[null,53.414000000000001,1837.6652893860173,2996.8888888888882,562.33585278069927,787.76157801531906,null,null,null,null,null,null,null,null,null,null,null,53.414000000000001,1837.6652893860173,2996.8888888888882]
[null,53.445999999999998,1837.6652934796712,2996.8888888888882,562.33583783494896,749.17012028143506,null,null,null,null,null,null,null,null,null,null,null,53.445999999999998,1837.6652934796712,2996.8888888888882]
[null,53.477000000000004,1837.6652974369974,2996.8888888888882,562.33582349149481,712.81063172042491,null,null,null,null,null,null,null,null,null,null,null,53.477000000000004,1837.6652974369974,2996.8888888888882]
[null,53.495000000000005,1837.6652997312988,2996.8888888888882,562.33581522348095,692.15108795874755,null,null,null,null,null,null,null,null,null,null,null,53.495000000000005,1837.6652997312988,2996.8888888888882]
[null,53.541000000000004,1837.6653055843369,2996.8888888888882,562.33579429339704,640.82297504858138,null,null,null,null,null,null,null,null,null,null,null,53.541000000000004,1837.6653055843369,2996.8888888888882]
[null,53.556000000000004,1837.6653074900587,2996.8888888888882,562.33578752967321,624.5314624697711,null,null,null,null,null,null,null,null,null,null,null,53.556000000000004,1837.6653074900587,2996.8888888888882]
[null,53.603000000000002,1837.6653134532689,2996.8888888888882,562.33576652916622,574.86038404229919,null,null,null,null,null,null,null,null,null,null,null,53.603000000000002,1837.6653134532689,2996.8888888888882]
[null,53.634,1837.6653173803718,2996.8888888888882,562.33575283555706,543.20931674490737,null,null,null,null,null,null,null,null,null,null,null,53.634,1837.6653173803718,2996.8888888888882]
[null,53.64,1837.6653181399092,2996.8888888888882,562.3357501995082,537.18278068272321,null,null,null,null,null,null,null,null,null,null,null,53.64,1837.6653181399092,2996.8888888888882]
[null,53.682000000000002,1837.6653234524977,2996.8888888888882,562.33573187591981,495.87963253656608,null,null,null,null,null,null,null,null,null,null,null,53.682000000000002,1837.6653234524977,2996.8888888888882]
[null,53.713000000000001,1837.6653273689526,2996.8888888888882,562.33571849439363,466.36197819607133,null,null,null,null,null,null,null,null,null,null,null,53.713000000000001,1837.6653273689526,2996.8888888888882]
[null,53.731000000000002,1837.6653296412326,2996.8888888888882,562.33571077955139,449.58998013657492,null,null,null,null,null,null,null,null,null,null,null,53.731000000000002,1837.6653296412326,2996.8888888888882]
[null,53.762999999999998,1837.6653336775753,2996.8888888888882,562.33569716312138,420.4236699314522,null,null,null,null,null,null,null,null,null,null,null,53.762999999999998,1837.6653336775753,2996.8888888888882]
[null,53.792000000000002,1837.6653373318884,2996.8888888888882,562.33568493138068,394.69446837853059,null,null,null,null,null,null,null,null,null,null,null,53.792000000000002,1837.6653373318884,2996.8888888888882]
[null,53.81,1837.6653395982676,2996.8888888888882,562.33567739044872,379.05297241670388,null,null,null,null,null,null,null,null,null,null,null,53.81,1837.6653395982676,2996.8888888888882]
[null,53.841000000000001,1837.6653434981115,2996.8888888888882,562.3356644942462,352.69101747966027,null,null,null,null,null,null,null,null,null,null,null,53.841000000000001,1837.6653434981115,2996.8888888888882]
[null,53.89,1837.6653496529636,2996.8888888888882,562.33564434165032,312.46683190879435,null,null,null,null,null,null,null,null,null,null,null,53.89,1837.6653496529636,2996.8888888888882]
[null,53.917999999999999,1837.6653531643544,2996.8888888888882,562.3356329515384,290.25129834139716,null,null,null,null,null,null,null,null,null,null,null,53.917999999999999,1837.6653531643544,2996.8888888888882]
[null,53.948999999999998,1837.6653570466212,2996.8888888888882,562.33562044616497,266.28803724373313,null,null,null,null,null,null,null,null,null,null,null,53.948999999999998,1837.6653570466212,2996.8888888888882]
[null,53.966999999999999,1837.6653592979974,2996.8888888888882,562.33561323516267,252.6720580065938,null,null,null,null,null,null,null,null,null,null,null,53.966999999999999,1837.6653592979974,2996.8888888888882]
[null,53.984999999999999,1837.6653615471471,2996.8888888888882,562.3356060607116,239.27086079730233,null,null,null,null,null,null,null,null,null,null,null,53.984999999999999,1837.6653615471471,2996.8888888888882]
[null,54.027999999999999,1837.6653669103418,2996.8888888888882,562.33558906821099,208.10633926168543,null,null,null,null,null,null,null,null,null,null,null,54.027999999999999,1837.6653669103418,2996.8888888888882]
[null,54.045999999999999,1837.6653691509334,2996.8888888888882,562.33558201576818,195.40813338910354,null,null,null,null,null,null,null,null,null,null,null,54.045999999999999,1837.6653691509334,2996.8888888888882]
[null,54.076999999999998,1837.6653730029361,2996.8888888888882,562.33556995289496,174.00675772712964,null,null,null,null,null,null,null,null,null,null,null,54.076999999999998,1837.6653730029361,2996.8888888888882]
[null,54.112000000000002,1837.6653773407163,2996.8888888888882,562.33555645842364,150.53789286597663,null,null,null,null,null,null,null,null,null,null,null,54.112000000000002,1837.6653773407163,2996.8888888888882]
[null,54.125,1837.6653789485472,2996.8888888888882,562.33555147960215,142.00403433749096,null,null,null,null,null,null,null,null,null,null,null,54.125,1837.6653789485472,2996.8888888888882]
[null,54.155999999999999,1837.6653827749049,2996.8888888888882,562.33553967935472,122.04519998711643,null,null,null,null,null,null,null,null,null,null,null,54.155999999999999,1837.6653827749049,2996.8888888888882]
[null,54.203000000000003,1837.6653885533485,2996.8888888888882,562.33552198091604,92.808556375422071,null,null,null,null,null,null,null,null,null,null,null,54.203000000000003,1837.6653885533485,2996.8888888888882]
[null,54.234999999999999,1837.6653924703483,2905.6672294979867,562.33551006175924,74.475195482382944,null,null,null,null,null,null,null,null,null,null,null,54.234999999999999,1837.6653924703483,2905.6672294979867]
[null,54.250999999999998,1837.6653944231086,2837.5150310687659,562.33550414148669,66.843873207303986,null,null,null,null,null,null,null,null,null,null,null,54.250999999999998,1837.6653944231086,2837.5150310687659]
[null,54.282000000000004,1837.6653981951106,2708.1799557160152,562.33549274484517,55.03928582966536,null,null,null,null,null,null,null,null,null,null,null,54.282000000000004,1837.6653981951106,2708.1799557160152]
[null,54.313000000000002,1837.665401950982,2582.3384489852997,562.33548144480301,46.998000041902031,null,null,null,null,null,null,null,null,null,null,null,54.313000000000002,1837.665401950982,2582.3384489852997]
[null,54.334000000000003,1837.665404485504,2499.0279207396693,562.33547384430597,43.589784423984611,null,null,null,null,null,null,null,null,null,null,null,54.334000000000003,1837.665404485504,2499.0279207396693]
[null,54.361000000000004,1837.6654077319679,2394.1603044926906,562.33546413619899,41.519922050533474,null,null,null,null,null,null,null,null,null,null,null,54.361000000000004,1837.6654077319679,2394.1603044926906]
[null,54.392000000000003,1837.6654114415171,2276.8010227870282,562.3354530778231,42.206757562261572,null,null,null,null,null,null,null,null,null,null,null,54.392000000000003,1837.6654114415171,2276.8010227870282]
[null,54.439,1837.6654170266304,2104.8875920809614,562.33543648924365,49.118725397072907,null,null,null,null,null,null,null,null,null,null,null,54.439,1837.6654170266304,2104.8875920809614]
[null,54.457000000000001,1837.6654191524494,2040.9155831875726,562.33543019219758,53.534346037170032,null,null,null,null,null,null,null,null,null,null,null,54.457000000000001,1837.6654191524494,2040.9155831875726]
[null,54.487000000000002,1837.6654226782784,1936.5301631180221,562.33541976540107,62.947558243484032,null,null,null,null,null,null,null,null,null,null,null,54.487000000000002,1837.6654226782784,1936.5301631180221]
[null,54.518000000000001,1837.6654262981656,1831.532279492113,562.33540907999316,75.24315307145072,null,null,null,null,null,null,null,null,null,null,null,54.518000000000001,1837.6654262981656,1831.532279492113]
[null,54.548999999999999,1837.6654298930835,1729.3705741199249,562.33539848416638,90.002914404476186,null,null,null,null,null,null,null,null,null,null,null,54.548999999999999,1837.6654298930835,1729.3705741199249]
[null,54.556000000000004,1837.6654307012038,1706.6864139137831,562.33539610387481,93.662089326755932,null,null,null,null,null,null,null,null,null,null,null,54.556000000000004,1837.6654307012038,1706.6864139137831]
[null,54.597000000000001,1837.6654354073225,1576.6022179133436,562.3353822525828,117.38869977745227,null,null,null,null,null,null,null,null,null,null,null,54.597000000000001,1837.6654354073225,1576.6022179133436]
[null,54.628,1837.6654389333082,1481.3266237479666,562.33537188144066,137.79930465623721,null,null,null,null,null,null,null,null,null,null,null,54.628,1837.6654389333082,1481.3266237479666]
[null,54.646000000000001,1837.6654409674738,1427.1908134561809,562.33536589937466,150.56996968662628,null,null,null,null,null,null,null,null,null,null,null,54.646000000000001,1837.6654409674738,1427.1908134561809]
[null,54.679000000000002,1837.6654446706095,1330.1500041005852,562.33535500780351,175.64199909488792,null,null,null,null,null,null,null,null,null,null,null,54.679000000000002,1837.6654446706095,1330.1500041005852]
[null,54.722999999999999,1837.6654495537387,1205.085087574033,562.33534063652326,212.19898522838906,null,null,null,null,null,null,null,null,null,null,null,54.722999999999999,1837.6654495537387,1205.085087574033]
[null,54.753999999999998,1837.6654529553921,1119.8448273965705,562.33533061383741,239.94279853762609,null,null,null,null,null,null,null,null,null,null,null,54.753999999999998,1837.6654529553921,1119.8448273965705]
[null,54.756,1837.6654531736776,1114.42519632426,562.33532997010445,241.78606149522167,null,null,null,null,null,null,null,null,null,null,null,54.756,1837.6654531736776,1114.42519632426]
[null,54.803000000000004,1837.665458264263,989.78162677374087,562.33531494261626,286.8568469003481,null,null,null,null,null,null,null,null,null,null,null,54.803000000000004,1837.665458264263,989.78162677374087]
[null,54.835999999999999,1837.6654617912218,905.30723010436748,562.33530450555043,320.3921568254695,null,null,null,null,null,null,null,null,null,null,null,54.835999999999999,1837.6654617912218,905.30723010436748]
[null,54.850999999999999,1837.6654633812136,867.71628973834515,562.33529979232685,336.11399022358853,null,null,null,null,null,null,null,null,null,null,null,54.850999999999999,1837.6654633812136,867.71628973834515]
[null,54.881999999999998,1837.6654666403713,791.58895689782059,562.33529011248481,369.49540598851013,null,null,null,null,null,null,null,null,null,null,null,54.881999999999998,1837.6654666403713,791.58895689782059]
[null,54.913000000000004,1837.665469863035,717.51795784468732,562.33528051413873,404.00254457586709,null,null,null,null,null,null,null,null,null,null,null,{"$f":"B54922","v":54.913000000000004},{"$f":"C54922","v":1837.665469863035},{"$f":"D54922","v":717.51795784468732}]
[null,54.935000000000002,1837.6654721274558,666.16844116063373,562.33527375154029,429.12759054118538,null,null,null,null,null,null,null,null,null,null,null,54.935000000000002,1837.6654721274558,666.16844116063373]
[null,54.960999999999999,1837.6654747789905,606.75527323765209,562.33526581166086,459.45639889550085,null,null,null,null,null,null,null,null,null,null,null,54.960999999999999,1837.6654747789905,606.75527323765209]
[null,54.992000000000004,1837.6654779052435,537.67695862676021,562.33525641848723,496.45599986011473,null,null,null,null,null,null,null,null,null,null,null,54.992000000000004,1837.6654779052435,537.67695862676021]
[null,55.039000000000001,1837.6654825706466,436.48777402525951,562.33524232881962,554.13098430199125,null,null,null,null,null,null,null,null,null,null,null,55.039000000000001,1837.6654825706466,436.48777402525951]
[null,55.058,1837.6654844308666,396.75909890630709,562.33523668450528,577.93755997438723,null,null,null,null,null,null,null,null,null,null,null,55.058,1837.6654844308666,396.75909890630709]
[null,55.087000000000003,1837.6654872412621,337.39167176961939,562.33522812630895,614.76842655490498,null,null,null,null,null,null,null,null,null,null,null,55.087000000000003,1837.6654872412621,337.39167176961939]
[null,55.118000000000002,1837.6654902064133,275.67506077608238,562.33521905340319,654.74629719682889,null,null,null,null,null,null,null,null,null,null,null,55.118000000000002,1837.6654902064133,275.67506077608238]
[null,55.149000000000001,1837.6654931309242,222.8504091864155,562.33521005806062,695.21199638538315,null,null,null,null,null,null,null,null,null,null,null,55.149000000000001,1837.6654931309242,222.8504091864155]
[null,55.185000000000002,1837.6654964758136,177.80425254559455,562.33519970857856,742.36886545564278,null,null,null,null,null,null,null,null,null,null,null,55.185000000000002,1837.6654964758136,177.80425254559455]
[null,55.197000000000003,1837.6654975784897,166.51205007649244,562.33519628173281,758.03836998471161,null,null,null,null,null,null,null,null,null,null,null,55.197000000000003,1837.6654975784897,166.51205007649244]
[null,55.244,1837.6655018375893,139.26499816661101,562.33518296989644,818.69934744291743,null,null,null,null,null,null,null,null,null,null,null,55.244,1837.6655018375893,139.26499816661101]
[null,55.246000000000002,1837.6655020167675,138.68492269537973,562.33518240730712,821.24546781939011,null,null,null,null,null,null,null,null,null,null,null,55.246000000000002,1837.6655020167675,138.68492269537973]
[null,55.28,1837.6655050356569,135.71829665837257,562.335172891399,863.92964725443039,null,null,null,null,null,null,null,null,null,null,null,55.28,1837.6655050356569,135.71829665837257]
[null,55.323,1837.6655087824013,149.77323011501974,562.33516098608061,915.91221079500383,null,null,null,null,null,null,null,null,null,null,null,55.323,1837.6655087824013,149.77323011501974]
[null,55.353999999999999,1837.6655114342204,171.47267513885086,562.33515249231186,951.67161950829609,null,null,null,null,null,null,null,null,null,null,null,55.353999999999999,1837.6655114342204,171.47267513885086]
[null,55.384999999999998,1837.6655140449197,202.26406334714116,562.33514407274629,985.7504813560505,null,null,null,null,null,null,null,null,null,null,null,55.384999999999998,1837.6655140449197,202.26406334714116]
[null,55.407000000000004,1837.6655158727331,229.35308147885473,562.33513814235721,1008.8094277884404,null,null,null,null,null,null,null,null,null,null,null,55.407000000000004,1837.6655158727331,229.35308147885473]
[null,55.433,1837.6655180064338,266.7024594925258,562.33513118142105,1034.7576171662117,null,null,null,null,null,null,null,null,null,null,null,55.433,1837.6655180064338,266.7024594925258]
[null,55.451000000000001,1837.6655194668422,295.80677853664804,562.33512639246499,1051.8467679153648,null,null,null,null,null,null,null,null,null,null,null,55.451000000000001,1837.6655194668422,295.80677853664804]
[null,55.481999999999999,1837.6655219501718,351.86607545713383,562.3351182023863,1079.5040571469497,null,null,null,null,null,null,null,null,null,null,null,55.481999999999999,1837.6655219501718,351.86607545713383]
[null,55.53,1837.6655257164421,452.57860676487013,562.33510566383552,1117.6229886904437,null,null,null,null,null,null,null,null,null,null,null,55.53,1837.6655257164421,452.57860676487013]
[null,55.559000000000005,1837.6655279460915,521.04899119457093,562.33509817202957,1137.721879336759,null,null,null,null,null,null,null,null,null,null,null,55.559000000000005,1837.6655279460915,521.04899119457093]
[null,55.561,1837.6655280985517,525.97163160954881,562.33509765766235,1139.0237131789791,null,null,null,null,null,null,null,null,null,null,null,55.561,1837.6655280985517,525.97163160954881]
[null,55.591999999999999,1837.6655304418146,605.44299328881652,562.33508972292032,1157.7778941150075,null,null,null,null,null,null,null,null,null,null,null,55.591999999999999,1837.6655304418146,605.44299328881652]
[null,55.628999999999998,1837.6655331885199,707.72165990261601,562.33508034534952,1176.5766258830377,null,null,null,null,null,null,null,null,null,null,null,55.628999999999998,1837.6655331885199,707.72165990261601]
[null,55.669000000000004,1837.6655360976267,826.70788083216166,562.33507032041609,1192.3749822485165,null,null,null,null,null,null,null,null,null,null,null,55.669000000000004,1837.6655360976267,826.70788083216166]
[null,55.686999999999998,1837.6655373866415,882.91122563437295,562.3350658472591,1197.9166719114551,null,null,null,null,null,null,null,null,null,null,null,55.686999999999998,1837.6655373866415,882.91122563437295]
[null,55.718000000000004,1837.6655395779612,983.32426440229381,562.33505819854895,1205.1420168607817,null,null,null,null,null,null,null,null,null,null,null,55.718000000000004,1837.6655395779612,983.32426440229381]
[null,55.752000000000002,1837.6655419403703,1098.3928951750038,562.33504988931099,1209.6520346717082,null,null,null,null,null,null,null,null,null,null,null,55.752000000000002,1837.6655419403703,1098.3928951750038]
[null,55.765999999999998,1837.6655429009365,1147.1844827787129,562.33504649195743,1210.4611516971529,null,null,null,null,null,null,null,null,null,null,null,55.765999999999998,1837.6655429009365,1147.1844827787129]
[null,55.797000000000004,1837.6655450028027,1257.9688845442888,562.33503901900292,1210.0621862661485,null,null,null,null,null,null,null,null,null,null,null,55.797000000000004,1837.6655450028027,1257.9688845442888]
[null,55.844000000000001,1837.6655481256589,1432.6164745331394,562.33502781896937,1203.6703246777113,null,null,null,null,null,null,null,null,null,null,null,55.844000000000001,1837.6655481256589,1432.6164745331394]
[null,55.850999999999999,1837.6655485842705,1459.2681425207402,562.33502616419673,1202.1199106022029,null,null,null,null,null,null,null,null,null,null,null,55.850999999999999,1837.6655485842705,1459.2681425207402]
[null,55.905000000000001,1837.6655520679442,1669.9324763544005,562.33501351396887,1184.9418530040302,null,null,null,null,null,null,null,null,null,null,null,55.905000000000001,1837.6655520679442,1669.9324763544005]
[null,55.923000000000002,1837.6655532083134,1742.005771468765,562.3350093422755,1177.1661530929468,null,null,null,null,null,null,null,null,null,null,null,55.923000000000002,1837.6655532083134,1742.005771468765]
[null,55.954000000000001,1837.6655551484637,1868.0953449988851,562.33500221009137,1161.3821268177514,null,null,null,null,null,null,null,null,null,null,null,55.954000000000001,1837.6655551484637,1868.0953449988851]
[null,55.974000000000004,1837.6655563845725,1950.6728692243657,562.33499764368514,1149.5990553530155,null,null,null,null,null,null,null,null,null,null,null,55.974000000000004,1837.6655563845725,1950.6728692243657]
[null,56.002000000000002,1837.665558095212,2067.7719635078765,562.33499129655922,1131.0075012782004,null,null,null,null,null,null,null,null,null,null,null,56.002000000000002,1837.665558095212,2067.7719635078765]
[null,56.033000000000001,1837.665559962797,2199.2412986074792,562.33498433138607,1107.5938750963612,null,null,null,null,null,null,null,null,null,null,null,56.033000000000001,1837.665559962797,2199.2412986074792]
[null,56.051000000000002,1837.6655610348214,2276.1762964135273,562.33498031680904,1092.6474577373483,null,null,null,null,null,null,null,null,null,null,null,56.051000000000002,1837.6655610348214,2276.1762964135273]
[null,56.100999999999999,1837.6655639668782,2489.9827586072338,562.33496927884721,1046.0393650789556,null,null,null,null,null,null,null,null,null,null,null,56.100999999999999,1837.6655639668782,2489.9827586072338]
[null,56.112000000000002,1837.6655646031611,2536.7112368122912,562.3349668727775,1034.807494714322,null,null,null,null,null,null,null,null,null,null,null,56.112000000000002,1837.6655646031611,2536.7112368122912]
[null,56.158999999999999,1837.6655672879958,2733.4355797177222,562.33495668200044,983.03403740669637,null,null,null,null,null,null,null,null,null,null,null,56.158999999999999,1837.6655672879958,2733.4355797177222]
[null,56.19,1837.6655690299085,2859.4712148891317,562.33495003938503,945.70094099960966,null,null,null,null,null,null,null,null,null,null,null,56.19,1837.6655690299085,2859.4712148891317]
[null,56.2,1837.6655695871088,2899.322645723917,562.33494790989175,933.14992411622927,null,null,null,null,null,null,null,null,null,null,null,56.2,1837.6655695871088,2899.322645723917]
[null,56.238,1837.66557168432,2996.8888888888882,562.3349398765082,883.64515649820908,null,null,null,null,null,null,null,null,null,null,null,56.238,1837.66557168432,2996.8888888888882]
[null,56.268999999999998,1837.6655733724285,2996.8888888888882,562.33493339129393,843.65325397335698,null,null,null,null,null,null,null,null,null,null,null,56.268999999999998,1837.6655733724285,2996.8888888888882]
[null,56.286999999999999,1837.6655743437252,2996.8888888888882,562.33492965363746,820.92976436929928,null,null,null,null,null,null,null,null,null,null,null,56.286999999999999,1837.6655743437252,2996.8888888888882]
[null,56.317999999999998,1837.665576001692,2996.8888888888882,562.33492326434259,782.6319180241353,null,null,null,null,null,null,null,null,null,null,null,56.317999999999998,1837.665576001692,2996.8888888888882]
[null,56.353000000000002,1837.6655778521433,2996.8888888888882,562.33491612270223,740.63429158440738,null,null,null,null,null,null,null,null,null,null,null,56.353000000000002,1837.6655778521433,2996.8888888888882]
[null,56.366,1837.6655785339046,2996.8888888888882,562.33491348941538,725.3629180139676,null,null,null,null,null,null,null,null,null,null,null,56.366,1837.6655785339046,2996.8888888888882]
[null,56.396999999999998,1837.6655801481506,2996.8888888888882,562.33490725194838,689.64650504817178,null,null,null,null,null,null,null,null,null,null,null,56.396999999999998,1837.6655801481506,2996.8888888888882]
[null,56.444000000000003,1837.6655825662049,2996.8888888888882,562.33489790676038,637.32741573474857,null,null,null,null,null,null,null,null,null,null,null,56.444000000000003,1837.6655825662049,2996.8888888888882]
[null,56.480000000000004,1837.6655843960139,2996.8888888888882,562.33489083866607,598.69681908004395,null,null,null,null,null,null,null,null,null,null,null,56.480000000000004,1837.6655843960139,2996.8888888888882]
[null,56.505000000000003,1837.6655856561761,2996.8888888888882,562.3348859756486,572.58369498907075,null,null,null,null,null,null,null,null,null,null,null,56.505000000000003,1837.6655856561761,2996.8888888888882]
[null,56.523000000000003,1837.6655865583796,2996.8888888888882,562.33488249711718,554.13612770778457,null,null,null,null,null,null,null,null,null,null,null,56.523000000000003,1837.6655865583796,2996.8888888888882]
[null,56.554000000000002,1837.6655881026948,2996.8888888888882,562.33487655078568,523.04486005958802,null,null,null,null,null,null,null,null,null,null,null,56.554000000000002,1837.6655881026948,2996.8888888888882]
[null,56.575000000000003,1837.6655891423784,2996.8888888888882,562.33487255435523,502.46158908111903,null,null,null,null,null,null,null,null,null,null,null,56.575000000000003,1837.6655891423784,2996.8888888888882]
[null,56.602000000000004,1837.6655904718439,2996.8888888888882,562.33486745341963,476.55227686801283,null,null,null,null,null,null,null,null,null,null,null,56.602000000000004,1837.6655904718439,2996.8888888888882]
[null,56.633000000000003,1837.6655919887828,2996.8888888888882,562.33486164812962,447.55668936304176,null,null,null,null,null,null,null,null,null,null,null,56.633000000000003,1837.6655919887828,2996.8888888888882]
[null,56.68,1837.665594270816,2996.8888888888882,562.33485295001037,405.08258274375208,null,null,null,null,null,null,null,null,null,null,null,56.68,1837.665594270816,2996.8888888888882]
[null,56.701999999999998,1837.665595332244,2996.8888888888882,562.33484892090007,385.79891697377769,null,null,null,null,null,null,null,null,null,null,null,56.701999999999998,1837.665595332244,2996.8888888888882]
[null,56.712000000000003,1837.6655958133063,2996.8888888888882,562.3348470983326,377.15673385820736,null,null,null,null,null,null,null,null,null,null,null,56.712000000000003,1837.6655958133063,2996.8888888888882]
[null,56.759,1837.6655980639271,2996.8888888888882,562.33483860564581,337.54555784858076,null,null,null,null,null,null,null,null,null,null,null,56.759,1837.6655980639271,2996.8888888888882]
[null,56.79,1837.6655995395604,2996.8888888888882,562.33483306963478,312.30479325676248,null,null,null,null,null,null,null,null,null,null,null,56.79,1837.6655995395604,2996.8888888888882]
[null,56.801000000000002,1837.6656000615917,2996.8888888888882,562.33483111763576,303.51324276478124,null,null,null,null,null,null,null,null,null,null,null,56.801000000000002,1837.6656000615917,2996.8888888888882]
[null,56.838000000000001,1837.6656018119313,2996.8888888888882,562.33482459900779,274.56080800397234,null,null,null,null,null,null,null,null,null,null,null,56.838000000000001,1837.6656018119313,2996.8888888888882]
[null,56.869,1837.6656032721817,2996.8888888888882,562.33481919292876,251.02137543095216,null,null,null,null,null,null,null,null,null,null,null,56.869,1837.6656032721817,2996.8888888888882]
[null,56.887,1837.6656041176923,2996.8888888888882,562.33481607688327,237.64621652156947,null,null,null,null,null,null,null,null,null,null,null,56.887,1837.6656041176923,2996.8888888888882]
[null,56.923999999999999,1837.6656058504409,2996.8888888888882,562.33480972411462,210.8117362981323,null,null,null,null,null,null,null,null,null,null,null,56.923999999999999,1837.6656058504409,2996.8888888888882]
[null,56.948,1837.6656069709402,2996.8888888888882,562.33480564075546,193.86871365213673,null,null,null,null,null,null,null,null,null,null,null,56.948,1837.6656069709402,2996.8888888888882]
[null,56.995000000000005,1837.6656091580369,2996.8888888888882,562.33479772818509,161.71124808408308,null,null,null,null,null,null,null,null,null,null,null,56.995000000000005,1837.6656091580369,2996.8888888888882]
[null,57.026000000000003,1837.6656105957718,2996.8888888888882,562.33479256935311,141.22008624441796,null,null,null,null,null,null,null,null,null,null,null,57.026000000000003,1837.6656105957718,2996.8888888888882]
[null,57.051000000000002,1837.6656117526202,2996.8888888888882,562.33478844335116,125.09884028785605,null,null,null,null,null,null,null,null,null,null,null,57.051000000000002,1837.6656117526202,2996.8888888888882]
[null,57.073999999999998,1837.6656128150191,2996.8888888888882,562.33478467424334,110.57845859184056,null,null,null,null,null,null,null,null,null,null,null,57.073999999999998,1837.6656128150191,2996.8888888888882]
[null,57.105000000000004,1837.6656142441996,2996.8888888888882,562.33477963439316,91.468485884278635,null,null,null,null,null,null,null,null,null,null,null,57.105000000000004,1837.6656142441996,2996.8888888888882]
[null,57.123000000000005,1837.6656150726176,2956.5151700179331,562.33477672904257,80.795967764432902,null,null,null,null,null,null,null,null,null,null,null,57.123000000000005,1837.6656150726176,2956.5151700179331]
[null,57.146000000000001,1837.665616129703,2857.8574028510106,562.33477303891095,69.020194506956187,null,null,null,null,null,null,null,null,null,null,null,57.146000000000001,1837.665616129703,2857.8574028510106]
[null,57.184000000000005,1837.6656178726803,2699.1328847268951,562.33476699634116,54.346135080102265,null,null,null,null,null,null,null,null,null,null,null,57.184000000000005,1837.6656178726803,2699.1328847268951]
[null,57.201999999999998,1837.6656186968794,2625.7870307445155,562.33476415739005,49.38394674281831,null,null,null,null,null,null,null,null,null,null,null,57.201999999999998,1837.6656186968794,2625.7870307445155]
[null,57.233000000000004,1837.6656201140866,2502.1709692064437,562.3347593028343,43.689703617553825,null,null,null,null,null,null,null,null,null,null,null,57.233000000000004,1837.6656201140866,2502.1709692064437]
[null,57.273000000000003,1837.6656219387055,2347.5873464619622,562.33475310312303,41.407897208784249,null,null,null,null,null,null,null,null,null,null,null,57.273000000000003,1837.6656219387055,2347.5873464619622]
[null,57.31,1837.6656236223882,2209.3796173536721,562.33474743193926,44.068029235257406,null,null,null,null,null,null,null,null,null,null,null,57.31,1837.6656236223882,2209.3796173536721]
[null,57.341000000000001,1837.6656250300048,2097.0114653714954,562.33474272678234,49.607097619382394,null,null,null,null,null,null,null,null,null,null,null,57.341000000000001,1837.6656250300048,2097.0114653714954]
[null,57.359000000000002,1837.6656258459136,2033.1636259054303,562.33474001394711,54.138215716068927,null,null,null,null,null,null,null,null,null,null,null,57.359000000000002,1837.6656258459136,2033.1636259054303]
[null,57.396000000000001,1837.6656275200633,1905.0661860038463,562.33473448136181,66.330589981256225,null,null,null,null,null,null,null,null,null,null,null,57.396000000000001,1837.6656275200633,1905.0661860038463]
[null,57.407000000000004,1837.6656280168881,1867.7835377353629,562.33473284780814,70.672237035269134,null,null,null,null,null,null,null,null,null,null,null,57.407000000000004,1837.6656280168881,1867.7835377353629]
[null,57.438000000000002,1837.6656294149113,1764.6425073579585,562.33472827166975,84.590028939707651,null,null,null,null,null,null,null,null,null,null,null,57.438000000000002,1837.6656294149113,1764.6425073579585]
[null,57.469000000000001,1837.6656308096083,1664.2875008581891,562.33472373577445,100.8787173131205,null,null,null,null,null,null,null,null,null,null,null,57.469000000000001,1837.6656308096083,1664.2875008581891]
[null,57.495000000000005,1837.6656319766448,1582.2120423607375,562.33471996216508,116.26729737472529,null,null,null,null,null,null,null,null,null,null,null,57.495000000000005,1837.6656319766448,1582.2120423607375]
[null,57.517000000000003,1837.6656329620655,1514.2208115948279,562.33471679076536,130.45680817848873,null,null,null,null,null,null,null,null,null,null,null,57.517000000000003,1837.6656329620655,1514.2208115948279]
[null,57.548000000000002,1837.6656343472641,1420.6301434374329,562.33471235533852,152.17575645900371,null,null,null,null,null,null,null,null,null,null,null,57.548000000000002,1837.6656343472641,1420.6301434374329]
[null,57.594999999999999,1837.6656364394296,1283.5341073169041,562.33470570419718,188.70045133526207,null,null,null,null,null,null,null,null,null,null,null,57.594999999999999,1837.6656364394296,1283.5341073169041]
[null,57.618000000000002,1837.6656374595166,1218.490558705415,562.33470248128538,208.04629235655514,null,null,null,null,null,null,null,null,null,null,null,57.618000000000002,1837.6656374595166,1218.490558705415]
[null,57.643000000000001,1837.6656385653241,1149.2738859944893,562.33469900162731,230.0996551000236,null,null,null,null,null,null,null,null,null,null,null,57.643000000000001,1837.6656385653241,1149.2738859944893]
[null,57.673999999999999,1837.6656399320689,1065.5410877367244,562.33469472054037,258.84629844896733,null,null,null,null,null,null,null,null,null,null,null,57.673999999999999,1837.6656399320689,1065.5410877367244]
[null,57.704999999999998,1837.6656412934076,984.07006229327544,562.33469047637186,289.04640614591011,null,null,null,null,null,null,null,null,null,null,null,57.704999999999998,1837.6656412934076,984.07006229327544]
[null,57.745000000000005,1837.6656430416404,882.18939976178694,562.33468505393296,330.00123054003825,null,null,null,null,null,null,null,null,null,null,null,57.745000000000005,1837.6656430416404,882.18939976178694]
[null,57.753,1837.6656433900609,862.24169039697881,562.33468397666798,338.44467033301487,null,null,null,null,null,null,null,null,null,null,null,57.753,1837.6656433900609,862.24169039697881]
[null,57.800000000000004,1837.6656454287618,747.85342894877772,562.3346776958382,389.62428802091068,null,null,null,null,null,null,null,null,null,null,null,57.800000000000004,1837.6656454287618,747.85342894877772]
[null,57.831000000000003,1837.6656467650757,674.96371605478657,562.33467359772669,424.75247038342837,null,null,null,null,null,null,null,null,null,null,null,57.831000000000003,1837.6656467650757,674.96371605478657]
[null,57.84,1837.6656471516669,654.17335175278868,562.33467241452342,435.14042024606948,null,null,null,null,null,null,null,null,null,null,null,57.84,1837.6656471516669,654.17335175278868]
[null,57.878999999999998,1837.6656488201052,565.96748088960601,562.3346673211862,481.07355471346068,null,null,null,null,null,null,null,null,null,null,null,57.878999999999998,1837.6656488201052,565.96748088960601]
[null,57.910000000000004,1837.6656501377522,497.99083317490687,562.33466331157388,518.57549463662644,null,null,null,null,null,null,null,null,null,null,null,57.910000000000004,1837.6656501377522,497.99083317490687]
[null,57.941000000000003,1837.6656514473241,431.85035645047378,562.33465933608284,556.87478634691627,null,null,null,null,null,null,null,null,null,null,null,57.941000000000003,1837.6656514473241,431.85035645047378]
[null,57.959000000000003,1837.6656522039564,394.26918720664577,562.3346570432609,579.45104656250351,null,null,null,null,null,null,null,null,null,null,null,57.959000000000003,1837.6656522039564,394.26918720664577]
[null,57.997,1837.665653791727,316.86656918637436,562.3346522399911,627.85732191481293,null,null,null,null,null,null,null,null,null,null,null,57.997,1837.665653791727,316.86656918637436]
[null,58.006999999999998,1837.6656542073515,296.92561019911102,562.33465098429258,640.75236044227768,null,null,null,null,null,null,null,null,null,null,null,58.006999999999998,1837.6656542073515,296.92561019911102]
[null,58.038000000000004,1837.6656554896288,239.73897926950815,562.33464711348586,681.07990571609992,null,null,null,null,null,null,null,null,null,null,null,58.038000000000004,1837.6656554896288,239.73897926950815]
[null,58.069000000000003,1837.665656762417,195.47660108115019,562.33464327549973,721.68411936656366,null,null,null,null,null,null,null,null,null,null,null,58.069000000000003,1837.665656762417,195.47660108115019]
[null,58.096000000000004,1837.6656578629741,167.20634494860425,562.33463995925149,756.99652353017723,null,null,null,null,null,null,null,null,null,null,null,58.096000000000004,1837.6656578629741,167.20634494860425]
[null,58.146000000000001,1837.6656598805748,138.62770473317735,562.33463388257212,821.50115157855191,null,null,null,null,null,null,null,null,null,null,null,58.146000000000001,1837.6656598805748,138.62770473317735]
[null,58.177,1837.6656611175752,135.47854388849339,562.33463015669474,860.46289197184478,null,null,null,null,null,null,null,null,null,null,null,{"$f":"B58186","v":58.177},{"$f":"C58186","v":1837.6656611175752},{"$f":"D58186","v":135.47854388849339}]
[null,58.195,1837.6656618308687,138.47860209939239,562.33462800778591,882.59037889315846,null,null,null,null,null,null,null,null,null,null,null,58.195,1837.6656618308687,138.47860209939239]
[null,58.219000000000001,1837.6656627759762,147.76325938156018,562.33462515904284,911.42458547131343,null,null,null,null,null,null,null,null,null,null,null,58.219000000000001,1837.6656627759762,147.76325938156018]
[null,58.243000000000002,1837.6656637142805,162.85350510430951,562.33462232901354,939.39509564603532,null,null,null,null,null,null,null,null,null,null,null,58.243000000000002,1837.6656637142805,162.85350510430951]
[null,58.274000000000001,1837.6656649157853,190.53630878820596,562.3346187010676,974.08231782400901,null,null,null,null,null,null,null,null,null,null,null,58.274000000000001,1837.6656649157853,190.53630878820596]
[null,58.305,1837.6656661054178,226.97829293301632,562.3346151039068,1006.9610243785187,null,null,null,null,null,null,null,null,null,null,null,{"$f":"B58314","v":58.305},{"$f":"C58314","v":1837.6656661054178},{"$f":"D58314","v":226.97829293301632}]
[null,58.346000000000004,1837.6656676600121,287.792476249017,562.33461039325323,1047.3630037256314,null,null,null,null,null,null,null,null,null,null,null,58.346000000000004,1837.6656676600121,287.792476249017]
[null,58.353000000000002,1837.6656679232015,299.5410803680582,562.33460959429715,1053.8857522791595,null,null,null,null,null,null,null,null,null,null,null,58.353000000000002,1837.6656679232015,299.5410803680582]
[null,58.4,1837.6656696738346,388.12815839935024,562.33460426962392,1094.6503858211397,null,null,null,null,null,null,null,null,null,null,null,58.4,1837.6656696738346,388.12815839935024]
[null,58.431000000000004,1837.665670812295,455.30278931352518,562.33460079522104,1118.5005215506294,null,null,null,null,null,null,null,null,null,null,null,58.431000000000004,1837.665670812295,455.30278931352518]
[null,58.441000000000003,1837.6656711766573,478.3698717626425,562.33459968078046,1125.6552145225392,null,null,null,null,null,null,null,null,null,null,null,58.441000000000003,1837.6656711766573,478.3698717626425]
[null,58.478999999999999,1837.6656725488772,571.91869755924779,562.33459547392158,1150.3618600396085,null,null,null,null,null,null,null,null,null,null,null,58.478999999999999,1837.6656725488772,571.91869755924779]
[null,58.51,1837.6656736533691,654.77997602801452,562.33459207466979,1167.5206967002141,null,null,null,null,null,null,null,null,null,null,null,58.51,1837.6656736533691,654.77997602801452]
[null,58.541000000000004,1837.665674744278,743.12102760413563,562.33458870454888,1181.900256221594,null,null,null,null,null,null,null,null,null,null,null,58.541000000000004,1837.665674744278,743.12102760413563]
[null,58.567999999999998,1837.6656756831594,824.24966479382476,562.33458579286503,1192.1066545372146,null,null,null,null,null,null,null,null,null,null,null,58.567999999999998,1837.6656756831594,824.24966479382476]
[null,58.588999999999999,1837.665676406127,889.89144622750473,562.33458354331628,1198.527146317168,null,null,null,null,null,null,null,null,null,null,null,58.588999999999999,1837.665676406127,889.89144622750473]
[null,58.636000000000003,1837.6656780009496,1044.3050732855015,562.3345785561512,1208.0037726838423,null,null,null,null,null,null,null,null,null,null,null,58.636000000000003,1837.6656780009496,1044.3050732855015]
[null,58.637999999999998,1837.6656780681099,1051.0936993447399,562.33457834538194,1208.2554769538363,null,null,null,null,null,null,null,null,null,null,null,58.637999999999998,1837.6656780681099,1051.0936993447399]
[null,58.691000000000003,1837.6656798261781,1236.9668039014434,562.33457280284517,1210.3673009976185,null,null,null,null,null,null,null,null,null,null,null,58.691000000000003,1837.6656798261781,1236.9668039014434]
[null,58.715000000000003,1837.6656806086273,1324.6864902191605,562.33457032003435,1208.4164120708124,null,null,null,null,null,null,null,null,null,null,null,58.715000000000003,1837.6656806086273,1324.6864902191605]
[null,58.746000000000002,1837.6656816067239,1440.9799713940984,562.33456713781595,1203.1999020796213,null,null,null,null,null,null,null,null,null,null,null,58.746000000000002,1837.6656816067239,1440.9799713940984]
[null,58.764000000000003,1837.6656821797969,1509.9555310810708,562.33456530281455,1198.7738112891525,null,null,null,null,null,null,null,null,null,null,null,58.764000000000003,1837.6656821797969,1509.9555310810708]
[null,58.79,1837.6656829989545,1611.344880845131,562.33456266869734,1190.5682535376791,null,null,null,null,null,null,null,null,null,null,null,58.79,1837.6656829989545,1611.344880845131]
[null,58.825000000000003,1837.6656840859882,1750.8789909474478,562.33455915329102,1176.145474356339,null,null,null,null,null,null,null,null,null,null,null,58.825000000000003,1837.6656840859882,1750.8789909474478]
[null,58.843000000000004,1837.6656846379883,1823.9013946408968,562.33455735893494,1167.2236713919722,null,null,null,null,null,null,null,null,null,null,null,58.843000000000004,1837.6656846379883,1823.9013946408968]
[null,58.874000000000002,1837.6656855774429,1951.5089108144671,562.33455429013839,1149.4744785129326,null,null,null,null,null,null,null,null,null,null,null,58.874000000000002,1837.6656855774429,1951.5089108144671]
[null,58.913000000000004,1837.6656867394072,2115.0739429830883,562.3345504677817,1122.8894899385266,null,null,null,null,null,null,null,null,null,null,null,58.913000000000004,1837.6656867394072,2115.0739429830883]
[null,58.951000000000001,1837.6656878502567,2277.0387318493713,562.33454678428711,1092.475060291137,null,null,null,null,null,null,null,null,null,null,null,58.951000000000001,1837.6656878502567,2277.0387318493713]
[null,58.981999999999999,1837.6656887411098,2409.7633357240843,562.3345438089849,1064.4278682843919,null,null,null,null,null,null,null,null,null,null,null,58.981999999999999,1837.6656887411098,2409.7633357240843]
[null,59,1837.6656892520302,2486.5838950805974,562.3345420935475,1046.8416966677705,null,null,null,null,null,null,null,null,null,null,null,59,1837.6656892520302,2486.5838950805974]
[null,59.012,1837.6656895901401,2537.5657512454623,562.33454095486479,1034.5989938044829,null,null,null,null,null,null,null,null,null,null,null,59.012,1837.6656895901401,2537.5657512454623]
[null,59.061,1837.6656909496212,2742.4999915780186,562.33453634606485,980.46404290352143,null,null,null,null,null,null,null,null,null,null,null,59.061,1837.6656909496212,2742.4999915780186]
[null,59.079000000000001,1837.6656914406183,2815.9766270917376,562.33453466942001,958.98049942821137,null,null,null,null,null,null,null,null,null,null,null,59.079000000000001,1837.6656914406183,2815.9766270917376]
[null,59.11,1837.6656922758334,2939.5260440569914,562.33453180236597,920.10116573331004,null,null,null,null,null,null,null,null,null,null,null,59.11,1837.6656922758334,2939.5260440569914]
[null,59.134999999999998,1837.6656929398393,2996.8888888888882,562.3345295090262,887.31015418751736,null,null,null,null,null,null,null,null,null,null,null,59.134999999999998,1837.6656929398393,2996.8888888888882]
[null,59.158000000000001,1837.665693543423,2996.8888888888882,562.3345274138992,857.4604271805149,null,null,null,null,null,null,null,null,null,null,null,59.158000000000001,1837.665693543423,2996.8888888888882]
[null,59.189,1837.6656943458768,2996.8888888888882,562.33452461227114,818.17582155692344,null,null,null,null,null,null,null,null,null,null,null,59.189,1837.6656943458768,2996.8888888888882]
[null,59.236000000000004,1837.6656955388239,2996.8888888888882,562.33452041300245,760.62987504119633,null,null,null,null,null,null,null,null,null,null,null,59.236000000000004,1837.6656955388239,2996.8888888888882]
[null,59.262,1837.6656961867288,2996.8888888888882,562.33451811485725,729.80749259392542,null,null,null,null,null,null,null,null,null,null,null,59.262,1837.6656961867288,2996.8888888888882]
[null,59.297000000000004,1837.6656970457263,2996.8888888888882,562.33451504894515,689.41803362437702,null,null,null,null,null,null,null,null,null,null,null,59.297000000000004,1837.6656970457263,2996.8888888888882]
[null,59.314999999999998,1837.6656974817276,2996.8888888888882,562.33451348451672,669.12749084075608,null,null,null,null,null,null,null,null,null,null,null,59.314999999999998,1837.6656974817276,2996.8888888888882]
[null,59.346000000000004,1837.6656982236259,2996.8888888888882,562.3345108097293,634.93009848037104,null,null,null,null,null,null,null,null,null,null,null,59.346000000000004,1837.6656982236259,2996.8888888888882]
[null,59.361000000000004,1837.6656985786178,2996.8888888888882,562.33450952429632,618.71615150914181,null,null,null,null,null,null,null,null,null,null,null,59.361000000000004,1837.6656985786178,2996.8888888888882]
[null,59.393999999999998,1837.665699350528,2996.8888888888882,562.33450671646813,583.79274611376934,null,null,null,null,null,null,null,null,null,null,null,59.393999999999998,1837.665699350528,2996.8888888888882]
[null,59.425000000000004,1837.6657000646753,2996.8888888888882,562.33450410386695,551.90039956015744,null,null,null,null,null,null,null,null,null,null,null,59.425000000000004,1837.6657000646753,2996.8888888888882]
[null,59.442999999999998,1837.6657004745084,2996.8888888888882,562.3345025979412,533.77909600602811,null,null,null,null,null,null,null,null,null,null,null,59.442999999999998,1837.6657004745084,2996.8888888888882]
[null,59.474000000000004,1837.6657011723473,2996.8888888888882,562.33450002334564,503.23770860546813,null,null,null,null,null,null,null,null,null,null,null,59.474000000000004,1837.6657011723473,2996.8888888888882]
[null,59.501000000000005,1837.6657017720315,2996.8888888888882,562.33449780036733,477.31010493438379,null,null,null,null,null,null,null,null,null,null,null,59.501000000000005,1837.6657017720315,2996.8888888888882]
[null,59.502000000000002,1837.6657017940759,2996.8888888888882,562.33449771838025,476.36164811993802,null,null,null,null,null,null,null,null,null,null,null,59.502000000000002,1837.6657017940759,2996.8888888888882]
[null,59.503,1837.665701816155,2996.8888888888882,562.33449763641784,475.41402873909072,null,null,null,null,null,null,null,null,null,null,null,59.503,1837.665701816155,2996.8888888888882]
[null,59.503999999999998,1837.6657018381975,2996.8888888888882,562.33449755447987,474.46724605243537,null,null,null,null,null,null,null,null,null,null,null,59.503999999999998,1837.6657018381975,2996.8888888888882]
[null,59.505000000000003,1837.6657018602039,2996.8888888888882,562.3344974725668,473.52129932121869,null,null,null,null,null,null,null,null,null,null,null,59.505000000000003,1837.6657018602039,2996.8888888888882]
[null,59.506,1837.6657018822461,2996.8888888888882,562.33449739067805,472.57618780733924,null,null,null,null,null,null,null,null,null,null,null,59.506,1837.6657018822461,2996.8888888888882]
[null,59.506999999999998,1837.6657019042516,2996.8888888888882,562.33449730881409,471.63191077334744,null,null,null,null,null,null,null,null,null,null,null,59.506999999999998,1837.6657019042516,2996.8888888888882]
[null,59.508000000000003,1837.6657019262921,2996.8888888888882,562.33449722697458,470.68846748244505,null,null,null,null,null,null,null,null,null,null,null,59.508000000000003,1837.6657019262921,2996.8888888888882]
[null,59.509,1837.6657019482966,2996.8888888888882,562.33449714515962,469.74585719848398,null,null,null,null,null,null,null,null,null,null,null,59.509,1837.6657019482966,2996.8888888888882]
[null,59.51,1837.6657019702652,2996.8888888888882,562.33449706336944,468.80407918596643,null,null,null,null,null,null,null,null,null,null,null,59.51,1837.6657019702652,2996.8888888888882]
[null,59.511000000000003,1837.6657019922686,2996.8888888888882,562.33449698160371,467.86313271004383,null,null,null,null,null,null,null,null,null,null,null,59.511000000000003,1837.6657019922686,2996.8888888888882]
[null,59.512,1837.6657020142361,2996.8888888888882,562.33449689986242,466.92301703651657,null,null,null,null,null,null,null,null,null,null,null,59.512,1837.6657020142361,2996.8888888888882]
[null,59.512999999999998,1837.6657020361683,2996.8888888888882,562.33449681814579,465.98373143183323,null,null,null,null,null,null,null,null,null,null,null,59.512999999999998,1837.6657020361683,2996.8888888888882]
[null,59.514000000000003,1837.6657020581349,2996.8888888888882,562.33449673645373,465.04527516309008,null,null,null,null,null,null,null,null,null,null,null,59.514000000000003,1837.6657020581349,2996.8888888888882]
[null,59.515000000000001,1837.6657020800662,2996.8888888888882,562.33449665478611,464.10764749803042,null,null,null,null,null,null,null,null,null,null,null,59.515000000000001,1837.6657020800662,2996.8888888888882]
[null,59.515999999999998,1837.6657021020326,2996.8888888888882,562.33449657314316,463.17084770504431,null,null,null,null,null,null,null,null,null,null,null,59.515999999999998,1837.6657021020326,2996.8888888888882]
[null,59.517000000000003,1837.6657021238921,2996.8888888888882,562.33449649152476,462.23487505316757,null,null,null,null,null,null,null,null,null,null,null,59.517000000000003,1837.6657021238921,2996.8888888888882]
[null,59.518000000000001,1837.6657021458579,2996.8888888888882,562.33449640993069,461.29972881208141,null,null,null,null,null,null,null,null,null,null,null,59.518000000000001,1837.6657021458579,2996.8888888888882]
[null,59.518999999999998,1837.6657021677172,2996.8888888888882,562.33449632836141,460.36540825211205,null,null,null,null,null,null,null,null,null,null,null,59.518999999999998,1837.6657021677172,2996.8888888888882]
[null,59.52,1837.6657021896115,2996.8888888888882,562.33449624681657,459.4319126442299,null,null,null,null,null,null,null,null,null,null,null,59.52,1837.6657021896115,2996.8888888888882]
[null,59.521000000000001,1837.6657022114705,2996.8888888888882,562.33449616529617,458.4992412600489,null,null,null,null,null,null,null,null,null,null,null,{"$f":"B59530","v":59.521000000000001},{"$f":"C59530","v":1837.6657022114705},{"$f":"D59530","v":2996.8888888888882}]
[null,59.521999999999998,1837.665702233365,2996.8888888888882,562.33449608380045,457.56739337182637,null,null,null,null,null,null,null,null,null,null,null,59.521999999999998,1837.665702233365,2996.8888888888882]
[null,59.523000000000003,1837.6657022552238,2996.8888888888882,562.33449600232905,456.63636825246203,null,null,null,null,null,null,null,null,null,null,null,59.523000000000003,1837.6657022552238,2996.8888888888882]
[null,59.524000000000001,1837.6657022771178,2996.8888888888882,562.33449592088209,455.70616517549763,null,null,null,null,null,null,null,null,null,null,null,59.524000000000001,1837.6657022771178,2996.8888888888882]
[null,59.524999999999999,1837.6657022989052,2996.8888888888882,562.33449583945958,454.77678341511626,null,null,null,null,null,null,null,null,null,null,null,59.524999999999999,1837.6657022989052,2996.8888888888882]
[null,59.526000000000003,1837.6657023207288,2996.8888888888882,562.33449575806173,453.84822224614203,null,null,null,null,null,null,null,null,null,null,null,59.526000000000003,1837.6657023207288,2996.8888888888882]
[null,59.527000000000001,1837.6657023425869,2996.8888888888882,562.33449567668833,452.92048094403918,null,null,null,null,null,null,null,null,null,null,null,59.527000000000001,1837.6657023425869,2996.8888888888882]
[null,59.527999999999999,1837.6657023644107,2996.8888888888882,562.33449559533926,451.99355878491184,null,null,null,null,null,null,null,null,null,null,null,59.527999999999999,1837.6657023644107,2996.8888888888882]
[null,59.529000000000003,1837.6657023861985,2996.8888888888882,562.33449551401475,451.06745504550315,null,null,null,null,null,null,null,null,null,null,null,59.529000000000003,1837.6657023861985,2996.8888888888882]
[null,59.53,1837.6657024080221,2996.8888888888882,562.33449543271456,450.14216900319485,null,null,null,null,null,null,null,null,null,null,null,59.53,1837.6657024080221,2996.8888888888882]
[null,59.530999999999999,1837.6657024298104,2996.8888888888882,562.33449535143882,449.21769993600674,null,null,null,null,null,null,null,null,null,null,null,59.530999999999999,1837.6657024298104,2996.8888888888882]
[null,59.532000000000004,1837.6657024515632,2996.8888888888882,562.33449527018774,448.29404712259628,null,null,null,null,null,null,null,null,null,null,null,59.532000000000004,1837.6657024515632,2996.8888888888882]
[null,59.533000000000001,1837.665702473281,2996.8888888888882,562.334495188961,447.37120984225749,null,null,null,null,null,null,null,null,null,null,null,59.533000000000001,1837.665702473281,2996.8888888888882]
[null,59.533999999999999,1837.6657024950343,2996.8888888888882,562.33449510775858,446.44918737492088,null,null,null,null,null,null,null,null,null,null,null,59.533999999999999,1837.6657024950343,2996.8888888888882]
[null,59.535000000000004,1837.6657025168238,2996.8888888888882,562.33449502658073,445.52797900115286,null,null,null,null,null,null,null,null,null,null,null,59.535000000000004,1837.6657025168238,2996.8888888888882]
[null,59.536000000000001,1837.6657025385778,2996.8888888888882,562.3344949454272,444.60758400215491,null,null,null,null,null,null,null,null,null,null,null,59.536000000000001,1837.6657025385778,2996.8888888888882]
[null,59.536999999999999,1837.6657025602967,2996.8888888888882,562.33449486429799,443.68800165976319,null,null,null,null,null,null,null,null,null,null,null,59.536999999999999,1837.6657025602967,2996.8888888888882]
[null,59.538000000000004,1837.6657025819804,2996.8888888888882,562.33449478319335,442.76923125644811,null,null,null,null,null,null,null,null,null,null,null,59.538000000000004,1837.6657025819804,2996.8888888888882]
[null,59.539000000000001,1837.6657026037003,2996.8888888888882,562.33449470211303,441.85127207531343,null,null,null,null,null,null,null,null,null,null,null,59.539000000000001,1837.6657026037003,2996.8888888888882]
[null,59.54,1837.6657026253849,2996.8888888888882,562.33449462105716,440.93412340009587,null,null,null,null,null,null,null,null,null,null,null,59.54,1837.6657026253849,2996.8888888888882]
[null,59.541000000000004,1837.6657026471055,2996.8888888888882,562.3344945400255,440.01778451516475,null,null,null,null,null,null,null,null,null,null,null,59.541000000000004,1837.6657026471055,2996.8888888888882]
[null,59.542000000000002,1837.6657026687203,2996.8888888888882,562.33449445901852,439.10225470552115,null,null,null,null,null,null,null,null,null,null,null,59.542000000000002,1837.6657026687203,2996.8888888888882]
[null,59.542999999999999,1837.665702690442,2996.8888888888882,562.33449437803563,438.18753325679734,null,null,null,null,null,null,null,null,null,null,null,59.542999999999999,1837.665702690442,2996.8888888888882]
[null,59.544000000000004,1837.665702712058,2996.8888888888882,562.3344942970773,437.27361945525661,null,null,null,null,null,null,null,null,null,null,null,59.544000000000004,1837.665702712058,2996.8888888888882]
[null,59.545000000000002,1837.6657027337096,2996.8888888888882,562.3344942161433,436.36051258779224,null,null,null,null,null,null,null,null,null,null,null,59.545000000000002,1837.6657027337096,2996.8888888888882]
[null,59.545999999999999,1837.6657027553979,2996.8888888888882,562.33449413523374,435.44821194192718,null,null,null,null,null,null,null,null,null,null,null,59.545999999999999,1837.6657027553979,2996.8888888888882]
[null,59.547000000000004,1837.6657027769797,2996.8888888888882,562.33449405434828,434.53671680581346,null,null,null,null,null,null,null,null,null,null,null,59.547000000000004,1837.6657027769797,2996.8888888888882]
[null,59.548000000000002,1837.6657027985984,2996.8888888888882,562.3344939734875,433.62602646823154,null,null,null,null,null,null,null,null,null,null,null,59.548000000000002,1837.6657027985984,2996.8888888888882]
[null,59.548999999999999,1837.665702820253,2996.8888888888882,562.33449389265093,432.71614021859011,null,null,null,null,null,null,null,null,null,null,null,59.548999999999999,1837.665702820253,2996.8888888888882]
[null,59.550000000000004,1837.6657028418019,2996.8888888888882,562.33449381183868,431.80705734692492,null,null,null,null,null,null,null,null,null,null,null,59.550000000000004,1837.6657028418019,2996.8888888888882]
[null,59.551000000000002,1837.665702863387,2996.8888888888882,562.33449373105054,430.89877714389894,null,null,null,null,null,null,null,null,null,null,null,59.551000000000002,1837.665702863387,2996.8888888888882]
[null,59.552,1837.6657028850082,2996.8888888888882,562.33449365028696,429.99129890080121,null,null,null,null,null,null,null,null,null,null,null,59.552,1837.6657028850082,2996.8888888888882]
[null,59.553000000000004,1837.6657029065952,2996.8888888888882,562.33449356954759,429.0846219095464,null,null,null,null,null,null,null,null,null,null,null,59.553000000000004,1837.6657029065952,2996.8888888888882]
[null,59.554000000000002,1837.6657029281473,2996.8888888888882,562.33449348883266,428.17874546267484,null,null,null,null,null,null,null,null,null,null,null,59.554000000000002,1837.6657029281473,2996.8888888888882]
[null,59.555,1837.6657029496648,2996.8888888888882,562.33449340814195,427.27366885335101,null,null,null,null,null,null,null,null,null,null,null,59.555,1837.6657029496648,2996.8888888888882]
[null,59.556000000000004,1837.6657029712189,2996.8888888888882,562.33449332747546,426.36939137536382,null,null,null,null,null,null,null,null,null,null,null,59.556000000000004,1837.6657029712189,2996.8888888888882]
[null,59.557000000000002,1837.6657029927383,2996.8888888888882,562.3344932468334,425.46591232312562,null,null,null,null,null,null,null,null,null,null,null,59.557000000000002,1837.6657029927383,2996.8888888888882]
[null,59.558,1837.6657030142946,2996.8888888888882,562.33449316621557,424.56323099167167,null,null,null,null,null,null,null,null,null,null,null,59.558,1837.6657030142946,2996.8888888888882]
[null,59.559000000000005,1837.665703035816,2996.8888888888882,562.33449308562194,423.66134667665978,null,null,null,null,null,null,null,null,null,null,null,59.559000000000005,1837.665703035816,2996.8888888888882]
[null,59.56,1837.6657030573033,2996.8888888888882,562.33449300505276,422.76025867436948,null,null,null,null,null,null,null,null,null,null,null,59.56,1837.6657030573033,2996.8888888888882]
[null,59.561,1837.6657030788267,2996.8888888888882,562.3344929245078,421.85996628170199,null,null,null,null,null,null,null,null,null,null,null,59.561,1837.6657030788267,2996.8888888888882]
[null,59.562000000000005,1837.665703100316,2996.8888888888882,562.33449284398694,420.96046879617893,null,null,null,null,null,null,null,null,null,null,null,59.562000000000005,1837.665703100316,2996.8888888888882]
[null,59.563000000000002,1837.665703121771,2996.8888888888882,562.33449276349052,420.06176551594245,null,null,null,null,null,null,null,null,null,null,null,59.563000000000002,1837.665703121771,2996.8888888888882]
[null,59.564,1837.6657031432628,2996.8888888888882,562.33449268301831,419.1638557397543,null,null,null,null,null,null,null,null,null,null,null,59.564,1837.6657031432628,2996.8888888888882]
[null,59.564999999999998,1837.6657031647198,2996.8888888888882,562.33449260257021,418.26673876699545,null,null,null,null,null,null,null,null,null,null,null,59.564999999999998,1837.6657031647198,2996.8888888888882]
[null,59.566000000000003,1837.6657031861432,2996.8888888888882,562.33449252214632,417.37041389766529,null,null,null,null,null,null,null,null,null,null,null,59.566000000000003,1837.6657031861432,2996.8888888888882]
[null,59.567,1837.6657032076032,2996.8888888888882,562.33449244174676,416.4748804323815,null,null,null,null,null,null,null,null,null,null,null,59.567,1837.6657032076032,2996.8888888888882]
[null,59.567999999999998,1837.6657032290288,2996.8888888888882,562.33449236137142,415.58013767237901,null,null,null,null,null,null,null,null,null,null,null,59.567999999999998,1837.6657032290288,2996.8888888888882]
[null,59.569000000000003,1837.6657032504204,2996.8888888888882,562.33449228102029,414.68618491951014,null,null,null,null,null,null,null,null,null,null,null,59.569000000000003,1837.6657032504204,2996.8888888888882]
[null,59.57,1837.6657032718485,2996.8888888888882,562.33449220069349,413.79302147624315,null,null,null,null,null,null,null,null,null,null,null,59.57,1837.6657032718485,2996.8888888888882]
[null,59.570999999999998,1837.6657032932433,2996.8888888888882,562.33449212039079,412.9006466456625,null,null,null,null,null,null,null,null,null,null,null,59.570999999999998,1837.6657032932433,2996.8888888888882]
[null,59.572000000000003,1837.6657033146739,2996.8888888888882,562.3344920401122,412.00905973146791,null,null,null,null,null,null,null,null,null,null,null,59.572000000000003,1837.6657033146739,2996.8888888888882]
[null,59.573,1837.6657033360711,2996.8888888888882,562.33449195985781,411.11826003797381,null,null,null,null,null,null,null,null,null,null,null,59.573,1837.6657033360711,2996.8888888888882]
[null,59.573999999999998,1837.6657033574343,2996.8888888888882,562.33449187962765,410.2282468701091,null,null,null,null,null,null,null,null,null,null,null,59.573999999999998,1837.6657033574343,2996.8888888888882]
[null,59.575000000000003,1837.6657033787637,2996.8888888888882,562.33449179942181,409.33901953341604,null,null,null,null,null,null,null,null,null,null,null,59.575000000000003,1837.6657033787637,2996.8888888888882]
[null,59.576000000000001,1837.6657034001298,2996.8888888888882,562.33449171923996,408.45057733405048,null,null,null,null,null,null,null,null,null,null,null,59.576000000000001,1837.6657034001298,2996.8888888888882]
[null,59.576999999999998,1837.6657034214622,2996.8888888888882,562.33449163908244,407.5629195787804,null,null,null,null,null,null,null,null,null,null,null,59.576999999999998,1837.6657034214622,2996.8888888888882]
[null,59.578000000000003,1837.6657034428315,2996.8888888888882,562.33449155894891,406.6760455749864,null,null,null,null,null,null,null,null,null,null,null,59.578000000000003,1837.6657034428315,2996.8888888888882]
[null,59.579000000000001,1837.6657034641671,2996.8888888888882,562.33449147883971,405.78995463066019,null,null,null,null,null,null,null,null,null,null,null,59.579000000000001,1837.6657034641671,2996.8888888888882]
[null,59.58,1837.6657034854684,2996.8888888888882,562.33449139875461,404.90464605440468,null,null,null,null,null,null,null,null,null,null,null,59.58,1837.6657034854684,2996.8888888888882]
[null,59.581000000000003,1837.6657035068076,2996.8888888888882,562.33449131869361,404.02011915543324,null,null,null,null,null,null,null,null,null,null,null,59.581000000000003,1837.6657035068076,2996.8888888888882]
[null,59.582000000000001,1837.6657035281128,2996.8888888888882,562.3344912386566,403.13637324356921,null,null,null,null,null,null,null,null,null,null,null,59.582000000000001,1837.6657035281128,2996.8888888888882]
[null,59.582999999999998,1837.6657035493836,2996.8888888888882,562.33449115864369,402.25340762924503,null,null,null,null,null,null,null,null,null,null,null,59.582999999999998,1837.6657035493836,2996.8888888888882]
[null,59.584000000000003,1837.6657035706926,2996.8888888888882,562.33449107865511,401.37122162350249,null,null,null,null,null,null,null,null,null,null,null,59.584000000000003,1837.6657035706926,2996.8888888888882]
[null,59.585000000000001,1837.6657035919675,2996.8888888888882,562.33449099869063,400.48981453799121,null,null,null,null,null,null,null,null,null,null,null,{"$f":"B59594","v":59.585000000000001},{"$f":"C59594","v":1837.6657035919675},{"$f":"D59594","v":2996.8888888888882}]
[null,59.585999999999999,1837.6657036132087,2996.8888888888882,562.33449091875025,399.60918568496891,null,null,null,null,null,null,null,null,null,null,null,59.585999999999999,1837.6657036132087,2996.8888888888882]
[null,59.587000000000003,1837.6657036344875,2996.8888888888882,562.33449083883397,398.72933437730029,null,null,null,null,null,null,null,null,null,null,null,59.587000000000003,1837.6657036344875,2996.8888888888882]
[null,59.588000000000001,1837.6657036557328,2996.8888888888882,562.33449075894168,397.85025992845698,null,null,null,null,null,null,null,null,null,null,null,59.588000000000001,1837.6657036557328,2996.8888888888882]
[null,59.588999999999999,1837.6657036769441,2996.8888888888882,562.33449067907361,396.97196165251665,null,null,null,null,null,null,null,null,null,null,null,59.588999999999999,1837.6657036769441,2996.8888888888882]
[null,59.59,1837.6657036981928,2996.8888888888882,562.33449059922953,396.09443886416267,null,null,null,null,null,null,null,null,null,null,null,59.59,1837.6657036981928,2996.8888888888882]
[null,59.591000000000001,1837.6657037194086,2996.8888888888882,562.33449051940966,395.21769087868336,null,null,null,null,null,null,null,null,null,null,null,59.591000000000001,1837.6657037194086,2996.8888888888882]
[null,59.591999999999999,1837.6657037405907,2996.8888888888882,562.33449043961377,394.34171701197175,null,null,null,null,null,null,null,null,null,null,null,59.591999999999999,1837.6657037405907,2996.8888888888882]
[null,59.593000000000004,1837.6657037618106,2996.8888888888882,562.33449035984188,393.46651658052491,null,null,null,null,null,null,null,null,null,null,null,59.593000000000004,1837.6657037618106,2996.8888888888882]
[null,59.594000000000001,1837.6657037829966,2996.8888888888882,562.33449028009409,392.59208890144333,null,null,null,null,null,null,null,null,null,null,null,59.594000000000001,1837.6657037829966,2996.8888888888882]
[null,59.594999999999999,1837.6657038041494,2996.8888888888882,562.33449020037051,391.71843329243035,null,null,null,null,null,null,null,null,null,null,null,59.594999999999999,1837.6657038041494,2996.8888888888882]
[null,59.596000000000004,1837.66570382534,2996.8888888888882,562.33449012067092,390.84554907179205,null,null,null,null,null,null,null,null,null,null,null,59.596000000000004,1837.66570382534,2996.8888888888882]
[null,59.597000000000001,1837.6657038464969,2996.8888888888882,562.33449004099532,389.97343555843611,null,null,null,null,null,null,null,null,null,null,null,59.597000000000001,1837.6657038464969,2996.8888888888882]
[null,59.597999999999999,1837.6657038676917,2996.8888888888882,562.33448996134382,389.10209207187177,null,null,null,null,null,null,null,null,null,null,null,59.597999999999999,1837.6657038676917,2996.8888888888882]
[null,59.599000000000004,1837.6657038888534,2996.8888888888882,562.33448988171631,388.23151793220899,null,null,null,null,null,null,null,null,null,null,null,59.599000000000004,1837.6657038888534,2996.8888888888882]
[null,59.6,1837.6657039099819,2996.8888888888882,562.33448980211278,387.36171246015806,null,null,null,null,null,null,null,null,null,null,null,59.6,1837.6657039099819,2996.8888888888882]
[null,59.600999999999999,1837.6657039310771,2996.8888888888882,562.33448972253325,386.49267497702903,null,null,null,null,null,null,null,null,null,null,null,59.600999999999999,1837.6657039310771,2996.8888888888882]
[null,59.602000000000004,1837.6657039522097,2996.8888888888882,562.33448964297781,385.62440480473123,null,null,null,null,null,null,null,null,null,null,null,59.602000000000004,1837.6657039522097,2996.8888888888882]
[null,59.603000000000002,1837.6657039733097,2996.8888888888882,562.33448956344625,384.75690126577274,null,null,null,null,null,null,null,null,null,null,null,59.603000000000002,1837.6657039733097,2996.8888888888882]
[null,59.603999999999999,1837.6657039944473,2996.8888888888882,562.33448948393891,383.8901636832598,null,null,null,null,null,null,null,null,null,null,null,59.603999999999999,1837.6657039944473,2996.8888888888882]
[null,59.605000000000004,1837.6657040155519,2996.8888888888882,562.33448940445544,383.0241913808963,null,null,null,null,null,null,null,null,null,null,null,59.605000000000004,1837.6657040155519,2996.8888888888882]
[null,59.606000000000002,1837.665704036624,2996.8888888888882,562.33448932499596,382.15898368298315,null,null,null,null,null,null,null,null,null,null,null,59.606000000000002,1837.665704036624,2996.8888888888882]
[null,59.606999999999999,1837.6657040576624,2996.8888888888882,562.33448924556046,381.29453991441795,null,null,null,null,null,null,null,null,null,null,null,59.606999999999999,1837.6657040576624,2996.8888888888882]
[null,59.608000000000004,1837.6657040787388,2996.8888888888882,562.33448916614896,380.4308594006946,null,null,null,null,null,null,null,null,null,null,null,59.608000000000004,1837.6657040787388,2996.8888888888882]
[null,59.609000000000002,1837.6657040997825,2996.8888888888882,562.33448908676144,379.56794146790213,null,null,null,null,null,null,null,null,null,null,null,59.609000000000002,1837.6657040997825,2996.8888888888882]
[null,59.61,1837.6657041208641,2996.8888888888882,562.33448900739779,378.7057854427249,null,null,null,null,null,null,null,null,null,null,null,59.61,1837.6657041208641,2996.8888888888882]
[null,59.611000000000004,1837.6657041419128,2996.8888888888882,562.33448892805825,377.84439065244169,null,null,null,null,null,null,null,null,null,null,null,59.611000000000004,1837.6657041419128,2996.8888888888882]
[null,59.612000000000002,1837.6657041629294,2996.8888888888882,562.33448884874247,376.98375642492516,null,null,null,null,null,null,null,null,null,null,null,59.612000000000002,1837.6657041629294,2996.8888888888882]
[null,59.613,1837.6657041839831,2996.8888888888882,562.33448876945079,376.12388208864166,null,null,null,null,null,null,null,null,null,null,null,59.613,1837.6657041839831,2996.8888888888882]
[null,59.614000000000004,1837.6657042050042,2996.8888888888882,562.33448869018298,375.26476697265008,null,null,null,null,null,null,null,null,null,null,null,59.614000000000004,1837.6657042050042,2996.8888888888882]
[null,59.615000000000002,1837.6657042259933,2996.8888888888882,562.33448861093916,374.40641040660216,null,null,null,null,null,null,null,null,null,null,null,59.615000000000002,1837.6657042259933,2996.8888888888882]
[null,59.616,1837.6657042469487,2996.8888888888882,562.33448853171922,373.54881172074124,null,null,null,null,null,null,null,null,null,null,null,59.616,1837.6657042469487,2996.8888888888882]
[null,59.617000000000004,1837.6657042679428,2996.8888888888882,562.33448845252326,372.69197024590204,null,null,null,null,null,null,null,null,null,null,null,59.617000000000004,1837.6657042679428,2996.8888888888882]
[null,59.618000000000002,1837.6657042889751,2996.8888888888882,562.33448837335129,371.83588531351012,null,null,null,null,null,null,null,null,null,null,null,59.618000000000002,1837.6657042889751,2996.8888888888882]
[null,59.619,1837.665704309904,2996.8888888888882,562.33448829420308,370.98055625558152,null,null,null,null,null,null,null,null,null,null,null,59.619,1837.665704309904,2996.8888888888882]
[null,59.620000000000005,1837.665704330871,2996.8888888888882,562.33448821507875,370.12598240472187,null,null,null,null,null,null,null,null,null,null,null,59.620000000000005,1837.665704330871,2996.8888888888882]
[null,59.621000000000002,1837.6657043518053,2996.8888888888882,562.3344881359784,369.27216309412609,null,null,null,null,null,null,null,null,null,null,null,59.621000000000002,1837.6657043518053,2996.8888888888882]
[null,59.622,1837.6657043727782,2996.8888888888882,562.33448805690193,368.41909765757794,null,null,null,null,null,null,null,null,null,null,null,59.622,1837.6657043727782,2996.8888888888882]
[null,59.623000000000005,1837.6657043937184,2996.8888888888882,562.33448797784922,367.5667854294494,null,null,null,null,null,null,null,null,null,null,null,59.623000000000005,1837.6657043937184,2996.8888888888882]
[null,59.624000000000002,1837.6657044146264,2996.8888888888882,562.3344878988205,366.71522574470009,null,null,null,null,null,null,null,null,null,null,null,59.624000000000002,1837.6657044146264,2996.8888888888882]
[null,59.625,1837.6657044355727,2996.8888888888882,562.33448781981565,365.86441793887695,null,null,null,null,null,null,null,null,null,null,null,59.625,1837.6657044355727,2996.8888888888882]
[null,59.626000000000005,1837.6657044564868,2996.8888888888882,562.33448774083456,365.01436134811337,null,null,null,null,null,null,null,null,null,null,null,59.626000000000005,1837.6657044564868,2996.8888888888882]
[null,59.627000000000002,1837.6657044773683,2996.8888888888882,562.33448766187746,364.16505530912917,null,null,null,null,null,null,null,null,null,null,null,59.627000000000002,1837.6657044773683,2996.8888888888882]
[null,59.628,1837.6657044982173,2996.8888888888882,562.33448758294423,363.31649915922969,null,null,null,null,null,null,null,null,null,null,null,59.628,1837.6657044982173,2996.8888888888882]
[null,59.628999999999998,1837.6657045191055,2996.8888888888882,562.33448750403477,362.46869223630523,null,null,null,null,null,null,null,null,null,null,null,59.628999999999998,1837.6657045191055,2996.8888888888882]
[null,59.63,1837.6657045400316,2996.8888888888882,562.33448742514918,361.62163387883095,null,null,null,null,null,null,null,null,null,null,null,59.63,1837.6657045400316,2996.8888888888882]
[null,59.631,1837.6657045608547,2996.8888888888882,562.33448734628746,360.77532342586602,null,null,null,null,null,null,null,null,null,null,null,59.631,1837.6657045608547,2996.8888888888882]
[null,59.631999999999998,1837.6657045817165,2996.8888888888882,562.33448726744939,359.92976021705311,null,null,null,null,null,null,null,null,null,null,null,59.631999999999998,1837.6657045817165,2996.8888888888882]
[null,59.633000000000003,1837.6657046025459,2996.8888888888882,562.33448718863531,359.08494359261795,null,null,null,null,null,null,null,null,null,null,null,59.633000000000003,1837.6657046025459,2996.8888888888882]
[null,59.634,1837.6657046234143,2996.8888888888882,562.3344871098451,358.24087289336899,null,null,null,null,null,null,null,null,null,null,null,59.634,1837.6657046234143,2996.8888888888882]
[null,59.634999999999998,1837.6657046442508,2996.8888888888882,562.33448703107842,357.39754746069639,null,null,null,null,null,null,null,null,null,null,null,59.634999999999998,1837.6657046442508,2996.8888888888882]
[null,59.636000000000003,1837.6657046650548,2996.8888888888882,562.33448695233574,356.55496663657215,null,null,null,null,null,null,null,null,null,null,null,59.636000000000003,1837.6657046650548,2996.8888888888882]
[null,59.637,1837.6657046858975,2996.8888888888882,562.33448687361681,355.7131297635492,null,null,null,null,null,null,null,null,null,null,null,59.637,1837.6657046858975,2996.8888888888882]
[null,59.637999999999998,1837.6657047067085,2996.8888888888882,562.33448679492176,354.87203618476076,null,null,null,null,null,null,null,null,null,null,null,59.637999999999998,1837.6657047067085,2996.8888888888882]
[null,59.639000000000003,1837.6657047274871,2996.8888888888882,562.33448671625035,354.03168524392015,null,null,null,null,null,null,null,null,null,null,null,59.639000000000003,1837.6657047274871,2996.8888888888882]
[null,59.64,1837.665704748305,2996.8888888888882,562.33448663760271,353.19207628532024,null,null,null,null,null,null,null,null,null,null,null,59.64,1837.665704748305,2996.8888888888882]
[null,59.640999999999998,1837.6657047690906,2996.8888888888882,562.33448655897905,352.35320865383278,null,null,null,null,null,null,null,null,null,null,null,59.640999999999998,1837.6657047690906,2996.8888888888882]
[null,59.642000000000003,1837.6657047898445,2996.8888888888882,562.33448648037904,351.51508169490791,null,null,null,null,null,null,null,null,null,null,null,59.642000000000003,1837.6657047898445,2996.8888888888882]
[null,59.643000000000001,1837.6657048105662,2996.8888888888882,562.33448640180268,350.67769475457374,null,null,null,null,null,null,null,null,null,null,null,59.643000000000001,1837.6657048105662,2996.8888888888882]
[null,59.643999999999998,1837.6657048313273,2996.8888888888882,562.33448632325019,349.8410471794358,null,null,null,null,null,null,null,null,null,null,null,59.643999999999998,1837.6657048313273,2996.8888888888882]
[null,59.645000000000003,1837.6657048521272,2996.8888888888882,562.33448624472146,349.00513831667666,null,null,null,null,null,null,null,null,null,null,null,59.645000000000003,1837.6657048521272,2996.8888888888882]
[null,59.646000000000001,1837.6657048728246,2996.8888888888882,562.33448616621638,348.16996751405503,null,null,null,null,null,null,null,null,null,null,null,59.646000000000001,1837.6657048728246,2996.8888888888882]
[null,59.646999999999998,1837.6657048935606,2996.8888888888882,562.33448608773506,347.33553411990562,null,null,null,null,null,null,null,null,null,null,null,59.646999999999998,1837.6657048935606,2996.8888888888882]
[null,59.648000000000003,1837.6657049142648,2996.8888888888882,562.3344860092775,346.50183748313867,null,null,null,null,null,null,null,null,null,null,null,59.648000000000003,1837.6657049142648,2996.8888888888882]
[null,59.649000000000001,1837.665704935009,2996.8888888888882,562.3344859308437,345.66887695323919,null,null,null,null,null,null,null,null,null,null,null,{"$f":"B59658","v":59.649000000000001},{"$f":"C59658","v":1837.665704935009},{"$f":"D59658","v":2996.8888888888882}]
[null,59.65,1837.6657049557211,2996.8888888888882,562.33448585243355,344.8366518802664,null,null,null,null,null,null,null,null,null,null,null,59.65,1837.6657049557211,2996.8888888888882]
[null,59.651000000000003,1837.6657049764015,2996.8888888888882,562.33448577404704,344.00516161485359,null,null,null,null,null,null,null,null,null,null,null,59.651000000000003,1837.6657049764015,2996.8888888888882]
[null,59.652000000000001,1837.6657049970499,2996.8888888888882,562.33448569568441,343.17440550820749,null,null,null,null,null,null,null,null,null,null,null,59.652000000000001,1837.6657049970499,2996.8888888888882]
[null,59.652999999999999,1837.665705017738,2996.8888888888882,562.33448561734542,342.34438291210739,null,null,null,null,null,null,null,null,null,null,null,59.652999999999999,1837.665705017738,2996.8888888888882]
[null,59.654000000000003,1837.6657050383942,2996.8888888888882,562.33448553903008,341.51509317890503,null,null,null,null,null,null,null,null,null,null,null,59.654000000000003,1837.6657050383942,2996.8888888888882]
[null,59.655000000000001,1837.6657050590902,2996.8888888888882,562.33448546073839,340.68653566152409,null,null,null,null,null,null,null,null,null,null,null,59.655000000000001,1837.6657050590902,2996.8888888888882]
[null,59.655999999999999,1837.6657050797542,2996.8888888888882,562.33448538247035,339.85870971345952,null,null,null,null,null,null,null,null,null,null,null,59.655999999999999,1837.6657050797542,2996.8888888888882]
[null,59.657000000000004,1837.6657051003872,2996.8888888888882,562.33448530422595,339.03161468877698,null,null,null,null,null,null,null,null,null,null,null,59.657000000000004,1837.6657051003872,2996.8888888888882]
[null,59.658000000000001,1837.6657051210593,2996.8888888888882,562.33448522600531,338.20524994211263,null,null,null,null,null,null,null,null,null,null,null,59.658000000000001,1837.6657051210593,2996.8888888888882]
[null,59.658999999999999,1837.6657051416291,2996.8888888888882,562.33448514780832,337.37961482867246,null,null,null,null,null,null,null,null,null,null,null,59.658999999999999,1837.6657051416291,2996.8888888888882]
[null,59.660000000000004,1837.6657051622385,2996.8888888888882,562.33448506963498,336.55470870423159,null,null,null,null,null,null,null,null,null,null,null,59.660000000000004,1837.6657051622385,2996.8888888888882]
[null,59.661000000000001,1837.6657051828872,2996.8888888888882,562.33448499148528,335.73053092513408,null,null,null,null,null,null,null,null,null,null,null,59.661000000000001,1837.6657051828872,2996.8888888888882]
[null,59.661999999999999,1837.6657052035048,2996.8888888888882,562.33448491335912,334.90708084829231,null,null,null,null,null,null,null,null,null,null,null,59.661999999999999,1837.6657052035048,2996.8888888888882]
[null,59.663000000000004,1837.665705224091,2996.8888888888882,562.33448483525672,334.08435783118642,null,null,null,null,null,null,null,null,null,null,null,59.663000000000004,1837.665705224091,2996.8888888888882]
[null,59.664000000000001,1837.6657052446458,2996.8888888888882,562.33448475717796,333.26236123186379,null,null,null,null,null,null,null,null,null,null,null,59.664000000000001,1837.6657052446458,2996.8888888888882]
[null,59.664999999999999,1837.6657052652404,2996.8888888888882,562.33448467912285,332.44109040893886,null,null,null,null,null,null,null,null,null,null,null,59.664999999999999,1837.6657052652404,2996.8888888888882]
[null,59.666000000000004,1837.6657052858038,2996.8888888888882,562.33448460109116,331.62054472159218,null,null,null,null,null,null,null,null,null,null,null,59.666000000000004,1837.6657052858038,2996.8888888888882]
[null,59.667000000000002,1837.6657053064068,2996.8888888888882,562.33448452308323,330.80072352957012,null,null,null,null,null,null,null,null,null,null,null,59.667000000000002,1837.6657053064068,2996.8888888888882]
[null,59.667999999999999,1837.6657053269075,2996.8888888888882,562.33448444509895,329.98162619318435,null,null,null,null,null,null,null,null,null,null,null,59.667999999999999,1837.6657053269075,2996.8888888888882]
[null,59.669000000000004,1837.665705347448,2996.8888888888882,562.33448436713809,329.16325207331141,null,null,null,null,null,null,null,null,null,null,null,59.669000000000004,1837.665705347448,2996.8888888888882]
[null,59.67,1837.6657053680285,2996.8888888888882,562.33448428920087,328.34560053139211,null,null,null,null,null,null,null,null,null,null,null,59.67,1837.6657053680285,2996.8888888888882]
[null,59.670999999999999,1837.6657053885781,2996.8888888888882,562.33448421128742,327.52867092943103,null,null,null,null,null,null,null,null,null,null,null,59.670999999999999,1837.6657053885781,2996.8888888888882]
[null,59.672000000000004,1837.6657054090963,2996.8888888888882,562.33448413339738,326.71246262999625,null,null,null,null,null,null,null,null,null,null,null,59.672000000000004,1837.6657054090963,2996.8888888888882]
[null,59.673000000000002,1837.6657054295836,2996.8888888888882,562.33448405553088,325.89697499621838,null,null,null,null,null,null,null,null,null,null,null,59.673000000000002,1837.6657054295836,2996.8888888888882]
[null,59.673999999999999,1837.6657054501109,2996.8888888888882,562.33448397768802,325.08220739179058,null,null,null,null,null,null,null,null,null,null,null,59.673999999999999,1837.6657054501109,2996.8888888888882]
[null,59.675000000000004,1837.6657054706068,2996.8888888888882,562.33448389986859,324.26815918096776,null,null,null,null,null,null,null,null,null,null,null,59.675000000000004,1837.6657054706068,2996.8888888888882]
[null,59.676000000000002,1837.6657054910722,2996.8888888888882,562.33448382207268,323.45482972856615,null,null,null,null,null,null,null,null,null,null,null,59.676000000000002,1837.6657054910722,2996.8888888888882]
[null,59.677,1837.6657055115775,2996.8888888888882,562.33448374430043,322.6422183999627,null,null,null,null,null,null,null,null,null,null,null,59.677,1837.6657055115775,2996.8888888888882]
[null,59.678000000000004,1837.6657055320522,2996.8888888888882,562.33448366655171,321.83032456109498,null,null,null,null,null,null,null,null,null,null,null,59.678000000000004,1837.6657055320522,2996.8888888888882]
[null,59.679000000000002,1837.6657055524959,2996.8888888888882,562.33448358882652,321.01914757846015,null,null,null,null,null,null,null,null,null,null,null,59.679000000000002,1837.6657055524959,2996.8888888888882]
[null,59.68,1837.6657055729083,2996.8888888888882,562.33448351112486,320.20868681911469,null,null,null,null,null,null,null,null,null,null,null,59.68,1837.6657055729083,2996.8888888888882]
[null,59.681000000000004,1837.6657055933613,2996.8888888888882,562.33448343344674,319.3989416506742,null,null,null,null,null,null,null,null,null,null,null,59.681000000000004,1837.6657055933613,2996.8888888888882]
[null,59.682000000000002,1837.665705613854,2996.8888888888882,562.33448335579203,318.58991144131244,null,null,null,null,null,null,null,null,null,null,null,59.682000000000002,1837.665705613854,2996.8888888888882]
[null,59.683,1837.6657056342456,2996.8888888888882,562.33448327816097,317.781595559761,null,null,null,null,null,null,null,null,null,null,null,59.683,1837.6657056342456,2996.8888888888882]
[null,59.684000000000005,1837.6657056546774,2996.8888888888882,562.33448320055334,316.97399337530902,null,null,null,null,null,null,null,null,null,null,null,59.684000000000005,1837.6657056546774,2996.8888888888882]
[null,59.685000000000002,1837.6657056750778,2996.8888888888882,562.33448312296923,316.16710425780235,null,null,null,null,null,null,null,null,null,null,null,59.685000000000002,1837.6657056750778,2996.8888888888882]
[null,59.686,1837.6657056955194,2996.8888888888882,562.33448304540866,315.36092757764328,null,null,null,null,null,null,null,null,null,null,null,59.686,1837.6657056955194,2996.8888888888882]
[null,59.687000000000005,1837.6657057159296,2996.8888888888882,562.33448296787139,314.55546270579015,null,null,null,null,null,null,null,null,null,null,null,59.687000000000005,1837.6657057159296,2996.8888888888882]
[null,59.688000000000002,1837.66570573631,2996.8888888888882,562.33448289035778,313.75070901375642,null,null,null,null,null,null,null,null,null,null,null,59.688000000000002,1837.66570573631,2996.8888888888882]
[null,59.689,1837.6657057566592,2996.8888888888882,562.33448281286746,312.94666587361075,null,null,null,null,null,null,null,null,null,null,null,59.689,1837.6657057566592,2996.8888888888882]
[null,59.69,1837.665705777049,2996.8888888888882,562.3344827354008,312.14333265797609,null,null,null,null,null,null,null,null,null,null,null,59.69,1837.665705777049,2996.8888888888882]
[null,59.691000000000003,1837.665705797408,2996.8888888888882,562.33448265795744,311.34070874002924,null,null,null,null,null,null,null,null,null,null,null,59.691000000000003,1837.665705797408,2996.8888888888882]
[null,59.692,1837.665705817808,2996.8888888888882,562.33448258053761,310.53879349350063,null,null,null,null,null,null,null,null,null,null,null,59.692,1837.665705817808,2996.8888888888882]
[null,59.692999999999998,1837.6657058381061,2996.8888888888882,562.33448250314109,309.7375862926736,null,null,null,null,null,null,null,null,null,null,null,59.692999999999998,1837.6657058381061,2996.8888888888882]
[null,59.694000000000003,1837.6657058584451,2996.8888888888882,562.3344824257681,308.93708651238387,null,null,null,null,null,null,null,null,null,null,null,59.694000000000003,1837.6657058584451,2996.8888888888882]
[null,59.695,1837.6657058788242,2996.8888888888882,562.33448234841865,308.1372935280192,null,null,null,null,null,null,null,null,null,null,null,59.695,1837.6657058788242,2996.8888888888882]
[null,59.695999999999998,1837.6657058991025,2996.8888888888882,562.3344822710925,307.33820671551894,null,null,null,null,null,null,null,null,null,null,null,59.695999999999998,1837.6657058991025,2996.8888888888882]
[null,59.697000000000003,1837.6657059194208,2996.8888888888882,562.33448219378977,306.53982545137342,null,null,null,null,null,null,null,null,null,null,null,59.697000000000003,1837.6657059194208,2996.8888888888882]
[null,59.698,1837.6657059397805,2996.8888888888882,562.33448211651046,305.74214911262317,null,null,null,null,null,null,null,null,null,null,null,59.698,1837.6657059397805,2996.8888888888882]
[null,59.698999999999998,1837.6657059600386,2996.8888888888882,562.33448203925457,304.94517707685924,null,null,null,null,null,null,null,null,null,null,null,59.698999999999998,1837.6657059600386,2996.8888888888882]
[null,59.7,1837.6657059803376,2996.8888888888882,562.33448196202221,304.14890872222202,null,null,null,null,null,null,null,null,null,null,null,59.7,1837.6657059803376,2996.8888888888882]
[null,59.701000000000001,1837.6657060006769,2996.8888888888882,562.33448188481316,303.35334342740094,null,null,null,null,null,null,null,null,null,null,null,59.701000000000001,1837.6657060006769,2996.8888888888882]
[null,59.701999999999998,1837.6657060209152,2996.8888888888882,562.3344818076273,302.55848057163405,null,null,null,null,null,null,null,null,null,null,null,59.701999999999998,1837.6657060209152,2996.8888888888882]
[null,59.703000000000003,1837.6657060411944,2996.8888888888882,562.33448173046497,301.7643195347074,null,null,null,null,null,null,null,null,null,null,null,59.703000000000003,1837.6657060411944,2996.8888888888882]
[null,59.704000000000001,1837.6657060614436,2996.8888888888882,562.33448165332607,300.9708596969549,null,null,null,null,null,null,null,null,null,null,null,59.704000000000001,1837.6657060614436,2996.8888888888882]
[null,59.704999999999998,1837.6657060817336,2996.8888888888882,562.33448157621035,300.17810043925721,null,null,null,null,null,null,null,null,null,null,null,59.704999999999998,1837.6657060817336,2996.8888888888882]
[null,59.706000000000003,1837.665706101993,2996.8888888888882,562.33448149911806,299.38604114304206,null,null,null,null,null,null,null,null,null,null,null,59.706000000000003,1837.665706101993,2996.8888888888882]
[null,59.707000000000001,1837.6657061222234,2996.8888888888882,562.33448142204918,298.59468119028304,null,null,null,null,null,null,null,null,null,null,null,59.707000000000001,1837.6657061222234,2996.8888888888882]
[null,59.707999999999998,1837.665706142423,2996.8888888888882,562.33448134500372,297.80401996349951,null,null,null,null,null,null,null,null,null,null,null,59.707999999999998,1837.665706142423,2996.8888888888882]
[null,59.709000000000003,1837.6657061626636,2996.8888888888882,562.33448126798146,297.01405684575616,null,null,null,null,null,null,null,null,null,null,null,59.709000000000003,1837.6657061626636,2996.8888888888882]
[null,59.71,1837.6657061828746,2996.8888888888882,562.33448119098273,296.22479122066215,null,null,null,null,null,null,null,null,null,null,null,59.71,1837.6657061828746,2996.8888888888882]
[null,59.710999999999999,1837.6657062031263,2996.8888888888882,562.33448111400708,295.43622247237118,null,null,null,null,null,null,null,null,null,null,null,59.710999999999999,1837.6657062031263,2996.8888888888882]
[null,59.712000000000003,1837.6657062232773,2996.8888888888882,562.33448103705484,294.64834998558035,null,null,null,null,null,null,null,null,null,null,null,59.712000000000003,1837.6657062232773,2996.8888888888882]
[null,59.713000000000001,1837.6657062434692,2996.8888888888882,562.33448096012592,293.86117314553036,null,null,null,null,null,null,null,null,null,null,null,{"$f":"B59722","v":59.713000000000001},{"$f":"C59722","v":1837.6657062434692},{"$f":"D59722","v":2996.8888888888882}]
[null,59.713999999999999,1837.6657062637021,2996.8888888888882,562.33448088322018,293.07469133800441,null,null,null,null,null,null,null,null,null,null,null,59.713999999999999,1837.6657062637021,2996.8888888888882]
[null,59.715000000000003,1837.6657062838347,2996.8888888888882,562.33448080633798,292.28890394932836,null,null,null,null,null,null,null,null,null,null,null,59.715000000000003,1837.6657062838347,2996.8888888888882]
[null,59.716000000000001,1837.6657063040084,2996.8888888888882,562.33448072947897,291.50381036636969,null,null,null,null,null,null,null,null,null,null,null,59.716000000000001,1837.6657063040084,2996.8888888888882]
[null,59.716999999999999,1837.6657063242233,2996.8888888888882,562.33448065264338,290.71940997653718,null,null,null,null,null,null,null,null,null,null,null,59.716999999999999,1837.6657063242233,2996.8888888888882]
[null,59.718000000000004,1837.6657063443372,2996.8888888888882,562.33448057583075,289.93570216778079,null,null,null,null,null,null,null,null,null,null,null,59.718000000000004,1837.6657063443372,2996.8888888888882]
[null,59.719000000000001,1837.6657063644927,2996.8888888888882,562.33448049904166,289.15268632859056,null,null,null,null,null,null,null,null,null,null,null,59.719000000000001,1837.6657063644927,2996.8888888888882]
[null,59.72,1837.6657063846185,2996.8888888888882,562.33448042227587,288.37036184799661,null,null,null,null,null,null,null,null,null,null,null,59.72,1837.6657063846185,2996.8888888888882]
[null,59.721000000000004,1837.6657064047852,2996.8888888888882,562.33448034553317,287.58872811556847,null,null,null,null,null,null,null,null,null,null,null,59.721000000000004,1837.6657064047852,2996.8888888888882]
[null,59.722000000000001,1837.6657064249225,2996.8888888888882,562.33448026881376,286.80778452141465,null,null,null,null,null,null,null,null,null,null,null,59.722000000000001,1837.6657064249225,2996.8888888888882]
[null,59.722999999999999,1837.6657064450303,2996.8888888888882,562.33448019211755,286.02753045618232,null,null,null,null,null,null,null,null,null,null,null,59.722999999999999,1837.6657064450303,2996.8888888888882]
[null,59.724000000000004,1837.6657064651088,2996.8888888888882,562.33448011544488,285.24796531105642,null,null,null,null,null,null,null,null,null,null,null,59.724000000000004,1837.6657064651088,2996.8888888888882]
[null,59.725000000000001,1837.6657064852282,2996.8888888888882,562.33448003879505,284.46908847775956,null,null,null,null,null,null,null,null,null,null,null,59.725000000000001,1837.6657064852282,2996.8888888888882]
[null,59.725999999999999,1837.6657065053182,2996.8888888888882,562.33447996216864,283.69089934855134,null,null,null,null,null,null,null,null,null,null,null,59.725999999999999,1837.6657065053182,2996.8888888888882]
[null,59.727000000000004,1837.6657065253792,2996.8888888888882,562.33447988556554,282.91339731622821,null,null,null,null,null,null,null,null,null,null,null,59.727000000000004,1837.6657065253792,2996.8888888888882]
[null,59.728000000000002,1837.6657065454813,2996.8888888888882,562.33447980898552,282.13658177412248,null,null,null,null,null,null,null,null,null,null,null,59.728000000000002,1837.6657065454813,2996.8888888888882]
[null,59.728999999999999,1837.6657065655543,2996.8888888888882,562.33447973242869,281.36045211610218,null,null,null,null,null,null,null,null,null,null,null,59.728999999999999,1837.6657065655543,2996.8888888888882]
[null,59.730000000000004,1837.6657065855975,2996.8888888888882,562.33447965589517,280.58500773657062,null,null,null,null,null,null,null,null,null,null,null,59.730000000000004,1837.6657065855975,2996.8888888888882]
[null,59.731000000000002,1837.6657066056825,2996.8888888888882,562.33447957938483,279.81024803046563,null,null,null,null,null,null,null,null,null,null,null,59.731000000000002,1837.6657066056825,2996.8888888888882]
[null,59.731999999999999,1837.6657066257385,2996.8888888888882,562.33447950289769,279.03617239325945,null,null,null,null,null,null,null,null,null,null,null,59.731999999999999,1837.6657066257385,2996.8888888888882]
[null,59.733000000000004,1837.6657066457649,2996.8888888888882,562.33447942643375,278.26278022095806,null,null,null,null,null,null,null,null,null,null,null,59.733000000000004,1837.6657066457649,2996.8888888888882]
[null,59.734000000000002,1837.6657066657619,2996.8888888888882,562.33447934999299,277.49007091010066,null,null,null,null,null,null,null,null,null,null,null,59.734000000000002,1837.6657066657619,2996.8888888888882]
[null,59.734999999999999,1837.6657066858008,2996.8888888888882,562.33447927357543,276.71804385775931,null,null,null,null,null,null,null,null,null,null,null,59.734999999999999,1837.6657066858008,2996.8888888888882]
[null,59.736000000000004,1837.6657067058106,2996.8888888888882,562.33447919718094,275.9466984615384,null,null,null,null,null,null,null,null,null,null,null,59.736000000000004,1837.6657067058106,2996.8888888888882]
[null,59.737000000000002,1837.6657067258623,2996.8888888888882,562.33447912080976,275.1760341195743,null,null,null,null,null,null,null,null,null,null,null,59.737000000000002,1837.6657067258623,2996.8888888888882]
[null,59.738,1837.6657067458843,2996.8888888888882,562.33447904446143,274.40605023053462,null,null,null,null,null,null,null,null,null,null,null,59.738,1837.6657067458843,2996.8888888888882]
[null,59.739000000000004,1837.6657067658775,2996.8888888888882,562.33447896813652,273.63674619361797,null,null,null,null,null,null,null,null,null,null,null,59.739000000000004,1837.6657067658775,2996.8888888888882]
[null,59.74,1837.6657067858418,2996.8888888888882,562.33447889183458,272.86812140855358,null,null,null,null,null,null,null,null,null,null,null,59.74,1837.6657067858418,2996.8888888888882]
[null,59.741,1837.6657068058478,2996.8888888888882,562.33447881555583,272.10017527560052,null,null,null,null,null,null,null,null,null,null,null,59.741,1837.6657068058478,2996.8888888888882]
[null,59.742000000000004,1837.6657068258246,2996.8888888888882,562.33447873930015,271.33290719554742,null,null,null,null,null,null,null,null,null,null,null,59.742000000000004,1837.6657068258246,2996.8888888888882]
[null,59.743000000000002,1837.6657068457728,2996.8888888888882,562.33447866306767,270.56631656971206,null,null,null,null,null,null,null,null,null,null,null,59.743000000000002,1837.6657068457728,2996.8888888888882]
[null,59.744,1837.6657068656914,2996.8888888888882,562.33447858685838,269.80040279994068,null,null,null,null,null,null,null,null,null,null,null,59.744,1837.6657068656914,2996.8888888888882]
[null,59.745000000000005,1837.6657068856528,2996.8888888888882,562.33447851067217,269.03516528860791,null,null,null,null,null,null,null,null,null,null,null,59.745000000000005,1837.6657068856528,2996.8888888888882]
[null,59.746000000000002,1837.6657069055846,2996.8888888888882,562.33447843450904,268.27060343861581,null,null,null,null,null,null,null,null,null,null,null,59.746000000000002,1837.6657069055846,2996.8888888888882]
[null,59.747,1837.6657069255591,2996.8888888888882,562.33447835836898,267.50671665339365,null,null,null,null,null,null,null,null,null,null,null,59.747,1837.6657069255591,2996.8888888888882]
[null,59.748000000000005,1837.6657069455043,2996.8888888888882,562.33447828225201,266.74350433689756,null,null,null,null,null,null,null,null,null,null,null,59.748000000000005,1837.6657069455043,2996.8888888888882]
[null,59.749000000000002,1837.6657069654209,2996.8888888888882,562.33447820615811,265.98096589360983,null,null,null,null,null,null,null,null,null,null,null,59.749000000000002,1837.6657069654209,2996.8888888888882]
[null,59.75,1837.6657069853084,2996.8888888888882,562.33447813008729,265.21910072853876,null,null,null,null,null,null,null,null,null,null,null,59.75,1837.6657069853084,2996.8888888888882]
[null,59.751000000000005,1837.6657070052381,2996.8888888888882,562.33447805403955,264.4579082472178,null,null,null,null,null,null,null,null,null,null,null,59.751000000000005,1837.6657070052381,2996.8888888888882]
[null,59.752000000000002,1837.6657070251395,2996.8888888888882,562.33447797801489,263.69738785570524,null,null,null,null,null,null,null,null,null,null,null,59.752000000000002,1837.6657070251395,2996.8888888888882]
[null,59.753,1837.6657070450117,2996.8888888888882,562.3344779020133,262.93753896058399,null,null,null,null,null,null,null,null,null,null,null,59.753,1837.6657070450117,2996.8888888888882]
[null,59.753999999999998,1837.6657070649267,2996.8888888888882,562.3344778260348,262.17836096896076,null,null,null,null,null,null,null,null,null,null,null,59.753999999999998,1837.6657070649267,2996.8888888888882]
[null,59.755000000000003,1837.6657070847416,2996.8888888888882,562.33447775007926,261.41985328846573,null,null,null,null,null,null,null,null,null,null,null,59.755000000000003,1837.6657070847416,2996.8888888888882]
[null,59.756,1837.66570710467,2996.8888888888882,562.3344776741468,260.66201532725228,null,null,null,null,null,null,null,null,null,null,null,59.756,1837.66570710467,2996.8888888888882]
[null,59.756999999999998,1837.6657071244986,2996.8888888888882,562.3344775982373,259.90484649399622,null,null,null,null,null,null,null,null,null,null,null,59.756999999999998,1837.6657071244986,2996.8888888888882]
[null,59.758000000000003,1837.6657071443697,2996.8888888888882,562.33447752235088,259.14834619789548,null,null,null,null,null,null,null,null,null,null,null,59.758000000000003,1837.6657071443697,2996.8888888888882]
[null,59.759,1837.6657071642123,2996.8888888888882,562.33447744648754,258.39251384866969,null,null,null,null,null,null,null,null,null,null,null,59.759,1837.6657071642123,2996.8888888888882]
[null,59.76,1837.6657071840268,2996.8888888888882,562.33447737064716,257.63734885655958,null,null,null,null,null,null,null,null,null,null,null,59.76,1837.6657071840268,2996.8888888888882]
[null,59.761000000000003,1837.6657072038831,2996.8888888888882,562.33447729482975,256.88285063232667,null,null,null,null,null,null,null,null,null,null,null,59.761000000000003,1837.6657072038831,2996.8888888888882]
[null,59.762,1837.6657072237113,2996.8888888888882,562.33447721903542,256.12901858725269,null,null,null,null,null,null,null,null,null,null,null,59.762,1837.6657072237113,2996.8888888888882]
[null,59.762999999999998,1837.6657072435112,2996.8888888888882,562.33447714326405,255.37585213313929,null,null,null,null,null,null,null,null,null,null,null,59.762999999999998,1837.6657072435112,2996.8888888888882]
[null,59.764000000000003,1837.6657072633536,2996.8888888888882,562.33447706751565,254.62335068230729,null,null,null,null,null,null,null,null,null,null,null,59.764000000000003,1837.6657072633536,2996.8888888888882]
[null,59.765000000000001,1837.6657072831674,2996.8888888888882,562.33447699179021,253.87151364759652,null,null,null,null,null,null,null,null,null,null,null,59.765000000000001,1837.6657072831674,2996.8888888888882]
[null,59.765999999999998,1837.665707302953,2996.8888888888882,562.33447691608774,253.12034044236529,null,null,null,null,null,null,null,null,null,null,null,59.765999999999998,1837.665707302953,2996.8888888888882]
[null,59.767000000000003,1837.66570732271,2996.8888888888882,562.33447684040846,252.3698304804897,null,null,null,null,null,null,null,null,null,null,null,59.767000000000003,1837.66570732271,2996.8888888888882]
[null,59.768000000000001,1837.6657073425099,2996.8888888888882,562.3344767647518,251.61998317636349,null,null,null,null,null,null,null,null,null,null,null,59.768000000000001,1837.6657073425099,2996.8888888888882]
[null,59.768999999999998,1837.6657073622819,2996.8888888888882,562.33447668911822,250.87079794489748,null,null,null,null,null,null,null,null,null,null,null,59.768999999999998,1837.6657073622819,2996.8888888888882]
[null,59.77,1837.6657073820963,2996.8888888888882,562.3344766135076,250.12227420151902,null,null,null,null,null,null,null,null,null,null,null,59.77,1837.6657073820963,2996.8888888888882]
[null,59.771000000000001,1837.6657074018112,2996.8888888888882,562.33447653791995,249.3744113621716,null,null,null,null,null,null,null,null,null,null,null,59.771000000000001,1837.6657074018112,2996.8888888888882]
[null,59.771999999999998,1837.6657074215693,2996.8888888888882,562.33447646235527,248.62720884331449,null,null,null,null,null,null,null,null,null,null,null,59.771999999999998,1837.6657074215693,2996.8888888888882]
[null,59.773000000000003,1837.6657074412992,2996.8888888888882,562.33447638681355,247.88066606192206,null,null,null,null,null,null,null,null,null,null,null,59.773000000000003,1837.6657074412992,2996.8888888888882]
[null,59.774000000000001,1837.6657074610719,2996.8888888888882,562.33447631129468,247.13478243548354,null,null,null,null,null,null,null,null,null,null,null,59.774000000000001,1837.6657074610719,2996.8888888888882]
[null,59.774999999999999,1837.6657074808165,2996.8888888888882,562.33447623579877,246.38955738200255,null,null,null,null,null,null,null,null,null,null,null,59.774999999999999,1837.6657074808165,2996.8888888888882]
[null,59.776000000000003,1837.665707500533,2996.8888888888882,562.33447616032561,245.6449903199964,null,null,null,null,null,null,null,null,null,null,null,59.776000000000003,1837.665707500533,2996.8888888888882]
[null,59.777000000000001,1837.6657075202215,2996.8888888888882,562.3344760848754,244.90108066849601,null,null,null,null,null,null,null,null,null,null,null,{"$f":"B59786","v":59.777000000000001},{"$f":"C59786","v":1837.6657075202215},{"$f":"D59786","v":2996.8888888888882}]
[null,59.777999999999999,1837.6657075399532,2996.8888888888882,562.33447600944817,244.15782784704507,null,null,null,null,null,null,null,null,null,null,null,59.777999999999999,1837.6657075399532,2996.8888888888882]
[null,59.779000000000003,1837.665707559657,2996.8888888888882,562.33447593404389,243.41523127569999,null,null,null,null,null,null,null,null,null,null,null,59.779000000000003,1837.665707559657,2996.8888888888882]
[null,59.78,1837.6657075794035,2996.8888888888882,562.33447585866247,242.6732903750291,null,null,null,null,null,null,null,null,null,null,null,59.78,1837.6657075794035,2996.8888888888882]
[null,59.780999999999999,1837.6657075990511,2996.8888888888882,562.33447578330379,241.93200456611234,null,null,null,null,null,null,null,null,null,null,null,59.780999999999999,1837.6657075990511,2996.8888888888882]
[null,59.782000000000004,1837.6657076187419,2996.8888888888882,562.33447570796795,241.19137327054082,null,null,null,null,null,null,null,null,null,null,null,59.782000000000004,1837.6657076187419,2996.8888888888882]
[null,59.783000000000001,1837.6657076384047,2996.8888888888882,562.33447563265509,240.45139591041635,null,null,null,null,null,null,null,null,null,null,null,59.783000000000001,1837.6657076384047,2996.8888888888882]
[null,59.783999999999999,1837.6657076581105,2996.8888888888882,562.33447555736495,239.71207190835108,null,null,null,null,null,null,null,null,null,null,null,59.783999999999999,1837.6657076581105,2996.8888888888882]
[null,59.785000000000004,1837.6657076777894,2996.8888888888882,562.33447548209767,238.97340068746684,null,null,null,null,null,null,null,null,null,null,null,59.785000000000004,1837.6657076777894,2996.8888888888882]
[null,59.786000000000001,1837.6657076974395,2996.8888888888882,562.33447540685336,238.23538167139478,null,null,null,null,null,null,null,null,null,null,null,59.786000000000001,1837.6657076974395,2996.8888888888882]
[null,59.786999999999999,1837.6657077170623,2996.8888888888882,562.33447533163189,237.49801428427514,null,null,null,null,null,null,null,null,null,null,null,59.786999999999999,1837.6657077170623,2996.8888888888882]
[null,59.788000000000004,1837.6657077367283,2996.8888888888882,562.33447525643317,236.76129795075644,null,null,null,null,null,null,null,null,null,null,null,59.788000000000004,1837.6657077367283,2996.8888888888882]
[null,59.789000000000001,1837.6657077563668,2996.8888888888882,562.33447518125729,236.02523209599528,null,null,null,null,null,null,null,null,null,null,null,59.789000000000001,1837.6657077563668,2996.8888888888882]
[null,59.79,1837.6657077759774,2996.8888888888882,562.33447510610426,235.28981614565581,null,null,null,null,null,null,null,null,null,null,null,59.79,1837.6657077759774,2996.8888888888882]
[null,59.791000000000004,1837.6657077955604,2996.8888888888882,562.33447503097398,234.55504952590917,null,null,null,null,null,null,null,null,null,null,null,59.791000000000004,1837.6657077955604,2996.8888888888882]
[null,59.792000000000002,1837.6657078151868,2996.8888888888882,562.33447495586654,233.82093166343333,null,null,null,null,null,null,null,null,null,null,null,59.792000000000002,1837.6657078151868,2996.8888888888882]
[null,59.792999999999999,1837.6657078347855,2996.8888888888882,562.33447488078184,233.08746198541243,null,null,null,null,null,null,null,null,null,null,null,59.792999999999999,1837.6657078347855,2996.8888888888882]
[null,59.794000000000004,1837.6657078544276,2996.8888888888882,562.33447480572011,232.35463991953628,null,null,null,null,null,null,null,null,null,null,null,59.794000000000004,1837.6657078544276,2996.8888888888882]
[null,59.795000000000002,1837.6657078739718,2996.8888888888882,562.33447473068122,231.62246489400013,null,null,null,null,null,null,null,null,null,null,null,59.795000000000002,1837.6657078739718,2996.8888888888882]
[null,59.795999999999999,1837.6657078935586,2996.8888888888882,562.33447465566496,230.890936337504,null,null,null,null,null,null,null,null,null,null,null,59.795999999999999,1837.6657078935586,2996.8888888888882]
[null,59.797000000000004,1837.6657079131892,2996.8888888888882,562.33447458067144,230.1600536792524,null,null,null,null,null,null,null,null,null,null,null,59.797000000000004,1837.6657079131892,2996.8888888888882]
[null,59.798000000000002,1837.6657079327219,2996.8888888888882,562.33447450570065,229.42981634895378,null,null,null,null,null,null,null,null,null,null,null,59.798000000000002,1837.6657079327219,2996.8888888888882]
[null,59.798999999999999,1837.6657079522975,2996.8888888888882,562.33447443075272,228.70022377682014,null,null,null,null,null,null,null,null,null,null,null,59.798999999999999,1837.6657079522975,2996.8888888888882]
[null,59.800000000000004,1837.6657079718461,2996.8888888888882,562.33447435582752,227.97127539356657,null,null,null,null,null,null,null,null,null,null,null,59.800000000000004,1837.6657079718461,2996.8888888888882]
[null,59.801000000000002,1837.6657079914382,2996.8888888888882,562.33447428092495,227.24297063041078,null,null,null,null,null,null,null,null,null,null,null,59.801000000000002,1837.6657079914382,2996.8888888888882]
[null,59.802,1837.6657080110028,2996.8888888888882,562.33447420604523,226.51530891907277,null,null,null,null,null,null,null,null,null,null,null,59.802,1837.6657080110028,2996.8888888888882]
[null,59.803000000000004,1837.6657080305406,2996.8888888888882,562.33447413118813,225.7882896917742,null,null,null,null,null,null,null,null,null,null,null,59.803000000000004,1837.6657080305406,2996.8888888888882]
[null,59.804000000000002,1837.6657080500511,2996.8888888888882,562.33447405635388,225.06191238123813,null,null,null,null,null,null,null,null,null,null,null,59.804000000000002,1837.6657080500511,2996.8888888888882]
[null,59.805,1837.6657080695343,2996.8888888888882,562.33447398154226,224.33617642068842,null,null,null,null,null,null,null,null,null,null,null,59.805,1837.6657080695343,2996.8888888888882]
[null,59.806000000000004,1837.6657080890611,2996.8888888888882,562.33447390675349,223.61108124384938,null,null,null,null,null,null,null,null,null,null,null,59.806000000000004,1837.6657080890611,2996.8888888888882]
[null,59.807000000000002,1837.6657081085605,2996.8888888888882,562.33447383198734,222.88662628494535,null,null,null,null,null,null,null,null,null,null,null,59.807000000000002,1837.6657081085605,2996.8888888888882]
[null,59.808,1837.6657081281039,2996.8888888888882,562.33447375724381,222.16281097870012,null,null,null,null,null,null,null,null,null,null,null,59.808,1837.6657081281039,2996.8888888888882]
[null,59.809000000000005,1837.6657081476201,2996.8888888888882,562.33447368252303,221.43963476033673,null,null,null,null,null,null,null,null,null,null,null,59.809000000000005,1837.6657081476201,2996.8888888888882]
[null,59.81,1837.6657081671096,2996.8888888888882,562.33447360782509,220.71709706557678,null,null,null,null,null,null,null,null,null,null,null,59.81,1837.6657081671096,2996.8888888888882]
[null,59.811,1837.6657081865715,2996.8888888888882,562.33447353314966,219.99519733064011,null,null,null,null,null,null,null,null,null,null,null,59.811,1837.6657081865715,2996.8888888888882]
[null,59.812000000000005,1837.6657082060776,2996.8888888888882,562.33447345849686,219.27393499224442,null,null,null,null,null,null,null,null,null,null,null,59.812000000000005,1837.6657082060776,2996.8888888888882]
[null,59.813000000000002,1837.665708225557,2996.8888888888882,562.33447338386691,218.55330948760459,null,null,null,null,null,null,null,null,null,null,null,59.813000000000002,1837.665708225557,2996.8888888888882]
[null,59.814,1837.665708245009,2996.8888888888882,562.33447330925958,217.83332025443269,null,null,null,null,null,null,null,null,null,null,null,59.814,1837.665708245009,2996.8888888888882]
[null,59.814999999999998,1837.6657082644344,2996.8888888888882,562.33447323467476,217.11396673093694,null,null,null,null,null,null,null,null,null,null,null,59.814999999999998,1837.6657082644344,2996.8888888888882]
[null,59.816000000000003,1837.6657082839031,2996.8888888888882,562.33447316011268,216.39524835582176,null,null,null,null,null,null,null,null,null,null,null,59.816000000000003,1837.6657082839031,2996.8888888888882]
[null,59.817,1837.6657083033456,2996.8888888888882,562.33447308557322,215.67716456828714,null,null,null,null,null,null,null,null,null,null,null,59.817,1837.6657083033456,2996.8888888888882]
[null,59.817999999999998,1837.6657083227608,2996.8888888888882,562.33447301105639,214.95971480802831,null,null,null,null,null,null,null,null,null,null,null,59.817999999999998,1837.6657083227608,2996.8888888888882]
[null,59.819000000000003,1837.6657083422208,2996.8888888888882,562.33447293656229,214.242898515235,null,null,null,null,null,null,null,null,null,null,null,59.819000000000003,1837.6657083422208,2996.8888888888882]
[null,59.82,1837.6657083616535,2996.8888888888882,562.33447286209082,213.52671513059141,null,null,null,null,null,null,null,null,null,null,null,59.82,1837.6657083616535,2996.8888888888882]
[null,59.820999999999998,1837.6657083810596,2996.8888888888882,562.33447278764186,212.81116409527553,null,null,null,null,null,null,null,null,null,null,null,59.820999999999998,1837.6657083810596,2996.8888888888882]
[null,59.822000000000003,1837.6657084004387,2996.8888888888882,562.33447271321552,212.09624485095873,null,null,null,null,null,null,null,null,null,null,null,59.822000000000003,1837.6657084004387,2996.8888888888882]
[null,59.823,1837.6657084198621,2996.8888888888882,562.3344726388118,211.38195683980538,null,null,null,null,null,null,null,null,null,null,null,59.823,1837.6657084198621,2996.8888888888882]
[null,59.823999999999998,1837.6657084392591,2996.8888888888882,562.3344725644306,210.66829950447243,null,null,null,null,null,null,null,null,null,null,null,59.823999999999998,1837.6657084392591,2996.8888888888882]
[null,59.825000000000003,1837.6657084586291,2996.8888888888882,562.33447249007213,209.95527228810874,null,null,null,null,null,null,null,null,null,null,null,59.825000000000003,1837.6657084586291,2996.8888888888882]
[null,59.826000000000001,1837.6657084780441,2996.8888888888882,562.33447241573617,209.24287463435519,null,null,null,null,null,null,null,null,null,null,null,59.826000000000001,1837.6657084780441,2996.8888888888882]
[null,59.826999999999998,1837.6657084974318,2996.8888888888882,562.33447234142272,208.53110598734352,null,null,null,null,null,null,null,null,null,null,null,59.826999999999998,1837.6657084974318,2996.8888888888882]
[null,59.828000000000003,1837.6657085167928,2996.8888888888882,562.3344722671319,207.81996579169652,null,null,null,null,null,null,null,null,null,null,null,59.828000000000003,1837.6657085167928,2996.8888888888882]
[null,59.829000000000001,1837.6657085361985,2996.8888888888882,562.33447219286359,207.10945349252722,null,null,null,null,null,null,null,null,null,null,null,59.829000000000001,1837.6657085361985,2996.8888888888882]
[null,59.83,1837.6657085555069,2996.8888888888882,562.3344721186179,206.39956853543868,null,null,null,null,null,null,null,null,null,null,null,59.83,1837.6657085555069,2996.8888888888882]
[null,59.831000000000003,1837.6657085748591,2996.8888888888882,562.33447204439472,205.69031036652331,null,null,null,null,null,null,null,null,null,null,null,59.831000000000003,1837.6657085748591,2996.8888888888882]
[null,59.832000000000001,1837.6657085942566,2996.8888888888882,562.33447197019404,204.98167843236274,null,null,null,null,null,null,null,null,null,null,null,59.832000000000001,1837.6657085942566,2996.8888888888882]
[null,59.832999999999998,1837.6657086135565,2996.8888888888882,562.33447189601588,204.27367218002723,null,null,null,null,null,null,null,null,null,null,null,59.832999999999998,1837.6657086135565,2996.8888888888882]
[null,59.834000000000003,1837.6657086329005,2996.8888888888882,562.33447182186046,203.56629105707515,null,null,null,null,null,null,null,null,null,null,null,59.834000000000003,1837.6657086329005,2996.8888888888882]
[null,59.835000000000001,1837.6657086522187,2996.8888888888882,562.33447174772743,202.85953451155268,null,null,null,null,null,null,null,null,null,null,null,59.835000000000001,1837.6657086522187,2996.8888888888882]
[null,59.835999999999999,1837.6657086715104,2996.8888888888882,562.33447167361692,202.15340199199343,null,null,null,null,null,null,null,null,null,null,null,59.835999999999999,1837.6657086715104,2996.8888888888882]
[null,59.837000000000003,1837.6657086908465,2996.8888888888882,562.33447159952891,201.44789294741776,null,null,null,null,null,null,null,null,null,null,null,59.837000000000003,1837.6657086908465,2996.8888888888882]
[null,59.838000000000001,1837.665708710156,2996.8888888888882,562.33447152546341,200.74300682733264,null,null,null,null,null,null,null,null,null,null,null,59.838000000000001,1837.665708710156,2996.8888888888882]
[null,59.838999999999999,1837.66570872944,2996.8888888888882,562.33447145142043,200.03874308173104,null,null,null,null,null,null,null,null,null,null,null,59.838999999999999,1837.66570872944,2996.8888888888882]
[null,59.84,1837.6657087487679,2996.8888888888882,562.33447137739984,199.33510116109164,null,null,null,null,null,null,null,null,null,null,null,59.84,1837.6657087487679,2996.8888888888882]
[null,59.841000000000001,1837.6657087680703,2996.8888888888882,562.33447130340176,198.63208051637821,null,null,null,null,null,null,null,null,null,null,null,{"$f":"B59850","v":59.841000000000001},{"$f":"C59850","v":1837.6657087680703},{"$f":"D59850","v":2996.8888888888882}]
[null,59.841999999999999,1837.6657087873461,2996.8888888888882,562.33447122942619,197.92968059903933,null,null,null,null,null,null,null,null,null,null,null,59.841999999999999,1837.6657087873461,2996.8888888888882]
[null,59.843000000000004,1837.6657088065961,2996.8888888888882,562.33447115547312,197.2279008610079,null,null,null,null,null,null,null,null,null,null,null,59.843000000000004,1837.6657088065961,2996.8888888888882]
[null,59.844000000000001,1837.6657088258908,2996.8888888888882,562.33447108154246,196.52674075470077,null,null,null,null,null,null,null,null,null,null,null,59.844000000000001,1837.6657088258908,2996.8888888888882]
[null,59.844999999999999,1837.6657088451591,2996.8888888888882,562.33447100763431,195.82619973301823,null,null,null,null,null,null,null,null,null,null,null,59.844999999999999,1837.6657088451591,2996.8888888888882]
[null,59.846000000000004,1837.6657088644015,2996.8888888888882,562.33447093374866,195.1262772493437,null,null,null,null,null,null,null,null,null,null,null,59.846000000000004,1837.6657088644015,2996.8888888888882]
[null,59.847000000000001,1837.6657088836178,2996.8888888888882,562.33447085988541,194.4269727575431,null,null,null,null,null,null,null,null,null,null,null,59.847000000000001,1837.6657088836178,2996.8888888888882]
[null,59.847999999999999,1837.6657089028795,2996.8888888888882,562.33447078604456,193.72828571196473,null,null,null,null,null,null,null,null,null,null,null,59.847999999999999,1837.6657089028795,2996.8888888888882]
[null,59.849000000000004,1837.6657089221146,2996.8888888888882,562.33447071222611,193.03021556743852,null,null,null,null,null,null,null,null,null,null,null,59.849000000000004,1837.6657089221146,2996.8888888888882]
[null,59.85,1837.6657089413238,2996.8888888888882,562.33447063843005,192.33276177927587,null,null,null,null,null,null,null,null,null,null,null,59.85,1837.6657089413238,2996.8888888888882]
[null,59.850999999999999,1837.6657089605785,2996.8888888888882,562.3344705646565,191.63592380326901,null,null,null,null,null,null,null,null,null,null,null,59.850999999999999,1837.6657089605785,2996.8888888888882]
[null,59.852000000000004,1837.6657089798071,2996.8888888888882,562.33447049090535,190.93970109569071,null,null,null,null,null,null,null,null,null,null,null,59.852000000000004,1837.6657089798071,2996.8888888888882]
[null,59.853000000000002,1837.6657089990094,2996.8888888888882,562.33447041717659,190.24409311329387,null,null,null,null,null,null,null,null,null,null,null,59.853000000000002,1837.6657089990094,2996.8888888888882]
[null,59.853999999999999,1837.6657090181861,2996.8888888888882,562.33447034347023,189.54909931331096,null,null,null,null,null,null,null,null,null,null,null,59.853999999999999,1837.6657090181861,2996.8888888888882]
[null,59.855000000000004,1837.6657090374081,2996.8888888888882,562.33447026978627,188.85471915345374,null,null,null,null,null,null,null,null,null,null,null,59.855000000000004,1837.6657090374081,2996.8888888888882]
[null,59.856000000000002,1837.6657090566046,2996.8888888888882,562.33447019612458,188.16095209191275,null,null,null,null,null,null,null,null,null,null,null,59.856000000000002,1837.6657090566046,2996.8888888888882]
[null,59.856999999999999,1837.6657090757742,2996.8888888888882,562.3344701224853,187.46779758735701,null,null,null,null,null,null,null,null,null,null,null,59.856999999999999,1837.6657090757742,2996.8888888888882]
[null,59.858000000000004,1837.6657090949905,2996.8888888888882,562.33447004886852,186.77525509893334,null,null,null,null,null,null,null,null,null,null,null,59.858000000000004,1837.6657090949905,2996.8888888888882]
[null,59.859000000000002,1837.6657091141087,2996.8888888888882,562.33446997527403,186.0833240862662,null,null,null,null,null,null,null,null,null,null,null,59.859000000000002,1837.6657091141087,2996.8888888888882]
[null,59.86,1837.6657091332731,2996.8888888888882,562.33446990170194,185.39200400945722,null,null,null,null,null,null,null,null,null,null,null,59.86,1837.6657091332731,2996.8888888888882]
[null,59.861000000000004,1837.6657091524828,2996.8888888888882,562.33446982815212,184.70129432908465,null,null,null,null,null,null,null,null,null,null,null,59.861000000000004,1837.6657091524828,2996.8888888888882]
[null,59.862000000000002,1837.6657091715956,2996.8888888888882,562.33446975462482,184.01119450620303,null,null,null,null,null,null,null,null,null,null,null,59.862000000000002,1837.6657091715956,2996.8888888888882]
[null,59.863,1837.6657091907539,2996.8888888888882,562.3344696811198,183.32170400234278,null,null,null,null,null,null,null,null,null,null,null,59.863,1837.6657091907539,2996.8888888888882]
[null,59.864000000000004,1837.6657092098862,2996.8888888888882,562.33446960763695,182.6328222795097,null,null,null,null,null,null,null,null,null,null,null,59.864000000000004,1837.6657092098862,2996.8888888888882]
[null,59.865000000000002,1837.6657092290643,2996.8888888888882,562.33446953417649,181.94454880018472,null,null,null,null,null,null,null,null,null,null,null,59.865000000000002,1837.6657092290643,2996.8888888888882]
[null,59.866,1837.6657092482167,2996.8888888888882,562.33446946073832,181.25688302732323,null,null,null,null,null,null,null,null,null,null,null,59.866,1837.6657092482167,2996.8888888888882]
[null,59.867000000000004,1837.6657092672731,2996.8888888888882,562.33446938732266,180.56982442435492,null,null,null,null,null,null,null,null,null,null,null,59.867000000000004,1837.6657092672731,2996.8888888888882]
[null,59.868000000000002,1837.6657092864457,2996.8888888888882,562.33446931392905,179.88337245518323,null,null,null,null,null,null,null,null,null,null,null,59.868000000000002,1837.6657092864457,2996.8888888888882]
[null,59.869,1837.6657093055219,2996.8888888888882,562.33446924055795,179.19752658418489,null,null,null,null,null,null,null,null,null,null,null,59.869,1837.6657093055219,2996.8888888888882]
[null,59.870000000000005,1837.6657093246436,2996.8888888888882,562.33446916720891,178.51228627620952,null,null,null,null,null,null,null,null,null,null,null,59.870000000000005,1837.6657093246436,2996.8888888888882]
[null,59.871000000000002,1837.66570934374,2996.8888888888882,562.33446909388226,177.82765099657937,null,null,null,null,null,null,null,null,null,null,null,59.871000000000002,1837.66570934374,2996.8888888888882]
[null,59.872,1837.665709362811,2996.8888888888882,562.3344690205779,177.14362021108866,null,null,null,null,null,null,null,null,null,null,null,59.872,1837.665709362811,2996.8888888888882]
[null,59.873000000000005,1837.6657093819276,2996.8888888888882,562.33446894729582,176.46019338600334,null,null,null,null,null,null,null,null,null,null,null,59.873000000000005,1837.6657093819276,2996.8888888888882]
[null,59.874000000000002,1837.6657094010188,2996.8888888888882,562.33446887403602,175.77736998806063,null,null,null,null,null,null,null,null,null,null,null,59.874000000000002,1837.6657094010188,2996.8888888888882]
[null,59.875,1837.6657094200848,2996.8888888888882,562.33446880079839,175.09514948446858,null,null,null,null,null,null,null,null,null,null,null,59.875,1837.6657094200848,2996.8888888888882]
[null,59.876000000000005,1837.6657094391257,2996.8888888888882,562.33446872758304,174.41353134290563,null,null,null,null,null,null,null,null,null,null,null,59.876000000000005,1837.6657094391257,2996.8888888888882]
[null,59.877000000000002,1837.6657094582126,2996.8888888888882,562.33446865438998,173.73251503152022,null,null,null,null,null,null,null,null,null,null,null,59.877000000000002,1837.6657094582126,2996.8888888888882]
[null,59.878,1837.6657094772738,2996.8888888888882,562.33446858121908,173.05210001893053,null,null,null,null,null,null,null,null,null,null,null,59.878,1837.6657094772738,2996.8888888888882]
[null,59.878999999999998,1837.6657094963105,2996.8888888888882,562.33446850807059,172.37228577422371,null,null,null,null,null,null,null,null,null,null,null,59.878999999999998,1837.6657094963105,2996.8888888888882]
[null,59.88,1837.6657095153923,2996.8888888888882,562.33446843494414,171.69307176695585,null,null,null,null,null,null,null,null,null,null,null,59.88,1837.6657095153923,2996.8888888888882]
[null,59.881,1837.6657095343785,2996.8888888888882,562.33446836183998,171.01445746715123,null,null,null,null,null,null,null,null,null,null,null,59.881,1837.6657095343785,2996.8888888888882]
[null,59.881999999999998,1837.6657095534104,2996.8888888888882,562.3344682887581,170.33644234530226,null,null,null,null,null,null,null,null,null,null,null,59.881999999999998,1837.6657095534104,2996.8888888888882]
[null,59.883000000000003,1837.6657095724881,2996.8888888888882,562.33446821569828,169.65902587236869,null,null,null,null,null,null,null,null,null,null,null,59.883000000000003,1837.6657095724881,2996.8888888888882]
[null,59.884,1837.6657095914697,2996.8888888888882,562.33446814266063,168.98220751977755,null,null,null,null,null,null,null,null,null,null,null,59.884,1837.6657095914697,2996.8888888888882]
[null,59.884999999999998,1837.6657096104977,2996.8888888888882,562.33446806964525,168.30598675942241,null,null,null,null,null,null,null,null,null,null,null,59.884999999999998,1837.6657096104977,2996.8888888888882]
[null,59.886000000000003,1837.6657096295007,2996.8888888888882,562.33446799665205,167.63036306366322,null,null,null,null,null,null,null,null,null,null,null,59.886000000000003,1837.6657096295007,2996.8888888888882]
[null,59.887,1837.6657096485496,2996.8888888888882,562.33446792368113,166.95533590532582,null,null,null,null,null,null,null,null,null,null,null,59.887,1837.6657096485496,2996.8888888888882]
[null,59.887999999999998,1837.6657096675026,2996.8888888888882,562.33446785073238,166.28090475770148,null,null,null,null,null,null,null,null,null,null,null,59.887999999999998,1837.6657096675026,2996.8888888888882]
[null,59.889000000000003,1837.6657096865017,2996.8888888888882,562.33446777780568,165.60706909454646,null,null,null,null,null,null,null,null,null,null,null,59.889000000000003,1837.6657096865017,2996.8888888888882]
[null,59.89,1837.6657097054763,2996.8888888888882,562.33446770490127,164.93382839008183,null,null,null,null,null,null,null,null,null,null,null,59.89,1837.6657097054763,2996.8888888888882]
[null,59.890999999999998,1837.6657097244963,2996.8888888888882,562.3344676320188,164.26118211899276,null,null,null,null,null,null,null,null,null,null,null,59.890999999999998,1837.6657097244963,2996.8888888888882]
[null,59.892000000000003,1837.6657097434211,2996.8888888888882,562.33446755915861,163.58912975642824,null,null,null,null,null,null,null,null,null,null,null,59.892000000000003,1837.6657097434211,2996.8888888888882]
[null,59.893000000000001,1837.665709762392,2996.8888888888882,562.33446748632059,162.91767077800074,null,null,null,null,null,null,null,null,null,null,null,59.893000000000001,1837.665709762392,2996.8888888888882]
[null,59.893999999999998,1837.6657097814091,2996.8888888888882,562.33446741350463,162.24680465978571,null,null,null,null,null,null,null,null,null,null,null,59.893999999999998,1837.6657097814091,2996.8888888888882]
[null,59.895000000000003,1837.6657098003302,2996.8888888888882,562.33446734071072,161.57653087832119,null,null,null,null,null,null,null,null,null,null,null,59.895000000000003,1837.6657098003302,2996.8888888888882]
[null,59.896000000000001,1837.6657098192979,2996.8888888888882,562.33446726793909,160.90684891060741,null,null,null,null,null,null,null,null,null,null,null,59.896000000000001,1837.6657098192979,2996.8888888888882]
[null,59.896999999999998,1837.6657098382409,2996.8888888888882,562.33446719518952,160.23775823410639,null,null,null,null,null,null,null,null,null,null,null,59.896999999999998,1837.6657098382409,2996.8888888888882]
[null,59.898000000000003,1837.6657098571591,2996.8888888888882,562.334467122462,159.5692583267415,null,null,null,null,null,null,null,null,null,null,null,59.898000000000003,1837.6657098571591,2996.8888888888882]
[null,59.899000000000001,1837.6657098761241,2996.8888888888882,562.33446704975654,158.90134866689709,null,null,null,null,null,null,null,null,null,null,null,59.899000000000001,1837.6657098761241,2996.8888888888882]
[null,59.9,1837.6657098949934,2996.8888888888882,562.33446697707336,158.23402873341803,null,null,null,null,null,null,null,null,null,null,null,59.9,1837.6657098949934,2996.8888888888882]
[null,59.901000000000003,1837.6657099139798,2996.8888888888882,562.33446690441212,157.56729800560939,null,null,null,null,null,null,null,null,null,null,null,59.901000000000003,1837.6657099139798,2996.8888888888882]
[null,59.902000000000001,1837.6657099328709,2996.8888888888882,562.33446683177283,156.90115596323596,null,null,null,null,null,null,null,null,null,null,null,59.902000000000001,1837.6657099328709,2996.8888888888882]
[null,59.902999999999999,1837.6657099517374,2996.8888888888882,562.33446675915582,156.23560208652194,null,null,null,null,null,null,null,null,null,null,null,59.902999999999999,1837.6657099517374,2996.8888888888882]
[null,59.904000000000003,1837.6657099706506,2996.8888888888882,562.33446668656086,155.57063585615029,null,null,null,null,null,null,null,null,null,null,null,59.904000000000003,1837.6657099706506,2996.8888888888882]
[null,59.905000000000001,1837.6657099895392,2996.8888888888882,562.33446661398784,154.90625675326265,null,null,null,null,null,null,null,null,null,null,null,{"$f":"B59914","v":59.905000000000001},{"$f":"C59914","v":1837.6657099895392},{"$f":"D59914","v":2996.8888888888882}]
[null,59.905999999999999,1837.6657100084742,2996.8888888888882,562.334466541437,154.24246425945873,null,null,null,null,null,null,null,null,null,null,null,59.905999999999999,1837.6657100084742,2996.8888888888882]
[null,59.907000000000004,1837.6657100273851,2996.8888888888882,562.33446646890809,153.579257856796,null,null,null,null,null,null,null,null,null,null,null,59.907000000000004,1837.6657100273851,2996.8888888888882]
[null,59.908000000000001,1837.665710046201,2996.8888888888882,562.33446639640124,152.91663702778916,null,null,null,null,null,null,null,null,null,null,null,59.908000000000001,1837.665710046201,2996.8888888888882]
[null,59.908999999999999,1837.6657100651335,2996.8888888888882,562.33446632391644,152.25460125540991,null,null,null,null,null,null,null,null,null,null,null,59.908999999999999,1837.6657100651335,2996.8888888888882]
[null,59.910000000000004,1837.665710083972,2996.8888888888882,562.3344662514537,151.59315002308639,null,null,null,null,null,null,null,null,null,null,null,59.910000000000004,1837.665710083972,2996.8888888888882]
[null,59.911000000000001,1837.6657101028566,2996.8888888888882,562.33446617901291,150.93228281470286,null,null,null,null,null,null,null,null,null,null,null,59.911000000000001,1837.6657101028566,2996.8888888888882]
[null,59.911999999999999,1837.6657101217168,2996.8888888888882,562.33446610659416,150.27199911459931,null,null,null,null,null,null,null,null,null,null,null,59.911999999999999,1837.6657101217168,2996.8888888888882]
[null,59.913000000000004,1837.6657101405526,2996.8888888888882,562.33446603419736,149.61229840757105,null,null,null,null,null,null,null,null,null,null,null,59.913000000000004,1837.6657101405526,2996.8888888888882]
[null,59.914000000000001,1837.6657101593644,2996.8888888888882,562.33446596182273,148.95318017886814,null,null,null,null,null,null,null,null,null,null,null,59.914000000000001,1837.6657101593644,2996.8888888888882]
[null,59.914999999999999,1837.665710178223,2996.8888888888882,562.33446588946993,148.29464391419529,null,null,null,null,null,null,null,null,null,null,null,59.914999999999999,1837.665710178223,2996.8888888888882]
[null,59.916000000000004,1837.6657101970577,2996.8888888888882,562.33446581713918,147.6366890997113,null,null,null,null,null,null,null,null,null,null,null,59.916000000000004,1837.6657101970577,2996.8888888888882]
[null,59.917000000000002,1837.6657102158686,2996.8888888888882,562.33446574483037,146.97931522202856,null,null,null,null,null,null,null,null,null,null,null,59.917000000000002,1837.6657102158686,2996.8888888888882]
[null,59.917999999999999,1837.6657102347258,2996.8888888888882,562.3344656725435,146.32252176821285,null,null,null,null,null,null,null,null,null,null,null,59.917999999999999,1837.6657102347258,2996.8888888888882]
[null,59.919000000000004,1837.6657102535587,2996.8888888888882,562.33446560027869,145.66630822578273,null,null,null,null,null,null,null,null,null,null,null,59.919000000000004,1837.6657102535587,2996.8888888888882]
[null,59.92,1837.6657102723684,2996.8888888888882,562.33446552803571,145.01067408270936,null,null,null,null,null,null,null,null,null,null,null,59.92,1837.6657102723684,2996.8888888888882]
[null,59.920999999999999,1837.6657102911533,2996.8888888888882,562.33446545581467,144.35561882741601,null,null,null,null,null,null,null,null,null,null,null,59.920999999999999,1837.6657102911533,2996.8888888888882]
[null,59.922000000000004,1837.6657103099858,2996.8888888888882,562.33446538361568,143.70114194877752,null,null,null,null,null,null,null,null,null,null,null,59.922000000000004,1837.6657103099858,2996.8888888888882]
[null,59.923000000000002,1837.6657103287232,2996.8888888888882,562.33446531143875,143.04724293612011,null,null,null,null,null,null,null,null,null,null,null,59.923000000000002,1837.6657103287232,2996.8888888888882]
[null,59.923999999999999,1837.6657103475786,2996.8888888888882,562.33446523928353,142.39392127922088,null,null,null,null,null,null,null,null,null,null,null,59.923999999999999,1837.6657103475786,2996.8888888888882]
[null,59.925000000000004,1837.665710366339,2996.8888888888882,562.33446516715037,141.7411764683074,null,null,null,null,null,null,null,null,null,null,null,59.925000000000004,1837.665710366339,2996.8888888888882]
[null,59.926000000000002,1837.665710385076,2996.8888888888882,562.33446509503904,141.08900799405743,null,null,null,null,null,null,null,null,null,null,null,59.926000000000002,1837.665710385076,2996.8888888888882]
[null,59.927,1837.6657104038595,2996.8888888888882,562.33446502294964,140.43741534759829,null,null,null,null,null,null,null,null,null,null,null,59.927,1837.6657104038595,2996.8888888888882]
[null,59.928000000000004,1837.6657104226192,2996.8888888888882,562.33446495088219,139.78639802050674,null,null,null,null,null,null,null,null,null,null,null,59.928000000000004,1837.6657104226192,2996.8888888888882]
[null,59.929000000000002,1837.6657104414262,2996.8888888888882,562.33446487883657,139.13595550480841,null,null,null,null,null,null,null,null,null,null,null,59.929000000000002,1837.6657104414262,2996.8888888888882]
[null,59.93,1837.6657104601391,2996.8888888888882,562.33446480681278,138.48608729297737,null,null,null,null,null,null,null,null,null,null,null,59.93,1837.6657104601391,2996.8888888888882]
[null,59.931000000000004,1837.6657104788985,2996.8888888888882,562.33446473481092,137.83679287793592,null,null,null,null,null,null,null,null,null,null,null,59.931000000000004,1837.6657104788985,2996.8888888888882]
[null,59.932000000000002,1837.6657104976348,2996.8888888888882,562.33446466283101,137.18807175305395,null,null,null,null,null,null,null,null,null,null,null,59.932000000000002,1837.6657104976348,2996.8888888888882]
[null,59.933,1837.6657105164181,2996.8888888888882,562.33446459087293,136.5399234121488,null,null,null,null,null,null,null,null,null,null,null,59.933,1837.6657105164181,2996.8888888888882]
[null,59.934000000000005,1837.6657105351067,2996.8888888888882,562.33446451893678,135.89234734948468,null,null,null,null,null,null,null,null,null,null,null,59.934000000000005,1837.6657105351067,2996.8888888888882]
[null,59.935000000000002,1837.6657105538427,2996.8888888888882,562.33446444702236,135.24534305977235,null,null,null,null,null,null,null,null,null,null,null,59.935000000000002,1837.6657105538427,2996.8888888888882]
[null,59.936,1837.665710572626,2996.8888888888882,562.33446437512976,134.59891003816873,null,null,null,null,null,null,null,null,null,null,null,59.936,1837.665710572626,2996.8888888888882]
[null,59.937000000000005,1837.6657105913152,2996.8888888888882,562.3344643032591,133.95304778027639,null,null,null,null,null,null,null,null,null,null,null,59.937000000000005,1837.6657105913152,2996.8888888888882]
[null,59.938000000000002,1837.6657106100513,2996.8888888888882,562.33446423141027,133.30775578214343,null,null,null,null,null,null,null,null,null,null,null,59.938000000000002,1837.6657106100513,2996.8888888888882]
[null,59.939,1837.6657106286932,2996.8888888888882,562.33446415958326,132.66303354026275,null,null,null,null,null,null,null,null,null,null,null,59.939,1837.6657106286932,2996.8888888888882]
[null,59.94,1837.6657106474534,2996.8888888888882,562.33446408777809,132.01888055157187,null,null,null,null,null,null,null,null,null,null,null,59.94,1837.6657106474534,2996.8888888888882]
[null,59.941000000000003,1837.6657106661191,2996.8888888888882,562.33446401599474,131.37529631345254,null,null,null,null,null,null,null,null,null,null,null,59.941000000000003,1837.6657106661191,2996.8888888888882]
[null,59.942,1837.6657106848327,2996.8888888888882,562.33446394423322,130.73228032373021,null,null,null,null,null,null,null,null,null,null,null,59.942,1837.6657106848327,2996.8888888888882]
[null,59.942999999999998,1837.665710703523,2996.8888888888882,562.33446387249353,130.0898320806738,null,null,null,null,null,null,null,null,null,null,null,59.942999999999998,1837.665710703523,2996.8888888888882]
[null,59.944000000000003,1837.6657107221895,2996.8888888888882,562.33446380077544,129.44795108299513,null,null,null,null,null,null,null,null,null,null,null,59.944000000000003,1837.6657107221895,2996.8888888888882]
[null,59.945,1837.6657107408325,2996.8888888888882,562.33446372907929,128.80663682984874,null,null,null,null,null,null,null,null,null,null,null,59.945,1837.6657107408325,2996.8888888888882]
[null,59.945999999999998,1837.6657107595236,2996.8888888888882,562.33446365740485,128.16588882083133,null,null,null,null,null,null,null,null,null,null,null,59.945999999999998,1837.6657107595236,2996.8888888888882]
[null,59.947000000000003,1837.6657107781912,2996.8888888888882,562.33446358575236,127.5257065559814,null,null,null,null,null,null,null,null,null,null,null,59.947000000000003,1837.6657107781912,2996.8888888888882]
[null,59.948,1837.665710796836,2996.8888888888882,562.33446351412135,126.88608953577895,null,null,null,null,null,null,null,null,null,null,null,59.948,1837.665710796836,2996.8888888888882]
[null,59.948999999999998,1837.665710815528,2996.8888888888882,562.33446344251229,126.247037261145,null,null,null,null,null,null,null,null,null,null,null,59.948999999999998,1837.665710815528,2996.8888888888882]
[null,59.95,1837.665710834126,2996.8888888888882,562.33446337092494,125.60854923344124,null,null,null,null,null,null,null,null,null,null,null,59.95,1837.665710834126,2996.8888888888882]
[null,59.951000000000001,1837.6657108527716,2996.8888888888882,562.33446329935953,124.9706249544696,null,null,null,null,null,null,null,null,null,null,null,59.951000000000001,1837.6657108527716,2996.8888888888882]
[null,59.951999999999998,1837.6657108713944,2996.8888888888882,562.33446322781572,124.33326392647191,null,null,null,null,null,null,null,null,null,null,null,59.951999999999998,1837.6657108713944,2996.8888888888882]
[null,59.953000000000003,1837.6657108900649,2996.8888888888882,562.33446315629351,123.6964656521295,null,null,null,null,null,null,null,null,null,null,null,59.953000000000003,1837.6657108900649,2996.8888888888882]
[null,59.954000000000001,1837.6657109087121,2996.8888888888882,562.33446308479324,123.06022963456279,null,null,null,null,null,null,null,null,null,null,null,59.954000000000001,1837.6657109087121,2996.8888888888882]
[null,59.954999999999998,1837.6657109273365,2996.8888888888882,562.33446301331458,122.42455537733092,null,null,null,null,null,null,null,null,null,null,null,59.954999999999998,1837.6657109273365,2996.8888888888882]
[null,59.956000000000003,1837.6657109459379,2996.8888888888882,562.33446294185762,121.78944238443135,null,null,null,null,null,null,null,null,null,null,null,59.956000000000003,1837.6657109459379,2996.8888888888882]
[null,59.957000000000001,1837.6657109645159,2996.8888888888882,562.33446287042239,121.15489016029953,null,null,null,null,null,null,null,null,null,null,null,59.957000000000001,1837.6657109645159,2996.8888888888882]
[null,59.957999999999998,1837.6657109831422,2996.8888888888882,562.33446279900886,120.52089820980839,null,null,null,null,null,null,null,null,null,null,null,59.957999999999998,1837.6657109831422,2996.8888888888882]
[null,59.959000000000003,1837.6657110017454,2996.8888888888882,562.33446272761694,119.88746603826809,null,null,null,null,null,null,null,null,null,null,null,59.959000000000003,1837.6657110017454,2996.8888888888882]
[null,59.96,1837.6657110203255,2996.8888888888882,562.33446265624696,119.25459315142554,null,null,null,null,null,null,null,null,null,null,null,59.96,1837.6657110203255,2996.8888888888882]
[null,59.960999999999999,1837.6657110389538,2996.8888888888882,562.33446258489835,118.62227905546405,null,null,null,null,null,null,null,null,null,null,null,59.960999999999999,1837.6657110389538,2996.8888888888882]
[null,59.962000000000003,1837.6657110574886,2996.8888888888882,562.33446251357157,117.99052325700296,null,null,null,null,null,null,null,null,null,null,null,59.962000000000003,1837.6657110574886,2996.8888888888882]
[null,59.963000000000001,1837.6657110760709,2996.8888888888882,562.3344624422665,117.35932526309723,null,null,null,null,null,null,null,null,null,null,null,59.963000000000001,1837.6657110760709,2996.8888888888882]
[null,59.963999999999999,1837.665711094631,2996.8888888888882,562.33446237098303,116.72868458123708,null,null,null,null,null,null,null,null,null,null,null,59.963999999999999,1837.665711094631,2996.8888888888882]
[null,59.965000000000003,1837.6657111132392,2996.8888888888882,562.33446229972128,116.09860071934752,null,null,null,null,null,null,null,null,null,null,null,59.965000000000003,1837.6657111132392,2996.8888888888882]
[null,59.966000000000001,1837.6657111317531,2996.8888888888882,562.33446222848102,115.46907318578812,null,null,null,null,null,null,null,null,null,null,null,59.966000000000001,1837.6657111317531,2996.8888888888882]
[null,59.966999999999999,1837.6657111503155,2996.8888888888882,562.33446215726258,114.84010148935249,null,null,null,null,null,null,null,null,null,null,null,59.966999999999999,1837.6657111503155,2996.8888888888882]
[null,59.968000000000004,1837.6657111689262,2996.8888888888882,562.33446208606563,114.21168513926796,null,null,null,null,null,null,null,null,null,null,null,59.968000000000004,1837.6657111689262,2996.8888888888882]
[null,59.969000000000001,1837.6657111874435,2996.8888888888882,562.33446201489039,113.5838236451952,null,null,null,null,null,null,null,null,null,null,null,{"$f":"B59978","v":59.969000000000001},{"$f":"C59978","v":1837.6657111874435},{"$f":"D59978","v":2996.8888888888882}]
[null,59.97,1837.6657112060091,2996.8888888888882,562.33446194373664,112.95651651722778,null,null,null,null,null,null,null,null,null,null,null,59.97,1837.6657112060091,2996.8888888888882]
[null,59.971000000000004,1837.6657112245516,2996.8888888888882,562.33446187260461,112.32976326589188,null,null,null,null,null,null,null,null,null,null,null,59.971000000000004,1837.6657112245516,2996.8888888888882]
[null,59.972000000000001,1837.6657112430714,2996.8888888888882,562.33446180149417,111.70356340214583,null,null,null,null,null,null,null,null,null,null,null,59.972000000000001,1837.6657112430714,2996.8888888888882]
[null,59.972999999999999,1837.6657112615692,2996.8888888888882,562.33446173040534,111.07791643737976,null,null,null,null,null,null,null,null,null,null,null,59.972999999999999,1837.6657112615692,2996.8888888888882]
[null,59.974000000000004,1837.6657112801154,2996.8888888888882,562.3344616593381,110.45282188341518,null,null,null,null,null,null,null,null,null,null,null,59.974000000000004,1837.6657112801154,2996.8888888888882]
[null,59.975000000000001,1837.6657112986384,2996.8888888888882,562.33446158829236,109.82827925250473,null,null,null,null,null,null,null,null,null,null,null,59.975000000000001,1837.6657112986384,2996.8888888888882]
[null,59.975999999999999,1837.6657113171391,2996.8888888888882,562.33446151726832,109.20428805733161,null,null,null,null,null,null,null,null,null,null,null,59.975999999999999,1837.6657113171391,2996.8888888888882]
[null,59.977000000000004,1837.6657113356177,2996.8888888888882,562.33446144626578,108.58084781100931,null,null,null,null,null,null,null,null,null,null,null,59.977000000000004,1837.6657113356177,2996.8888888888882]
[null,59.978000000000002,1837.6657113541444,2996.8888888888882,562.33446137528483,107.95795802708125,null,null,null,null,null,null,null,null,null,null,null,59.978000000000002,1837.6657113541444,2996.8888888888882]
[null,59.978999999999999,1837.665711372649,2996.8888888888882,562.33446130432549,107.33561821952033,null,null,null,null,null,null,null,null,null,null,null,59.978999999999999,1837.665711372649,2996.8888888888882]
[null,59.980000000000004,1837.6657113911313,2996.8888888888882,562.33446123338763,106.7138279027286,null,null,null,null,null,null,null,null,null,null,null,59.980000000000004,1837.6657113911313,2996.8888888888882]
[null,59.981000000000002,1837.6657114095908,2996.8888888888882,562.33446116247137,106.09258659153687,null,null,null,null,null,null,null,null,null,null,null,59.981000000000002,1837.6657114095908,2996.8888888888882]
[null,59.981999999999999,1837.6657114280993,2996.8888888888882,562.3344610915766,105.47189380120433,null,null,null,null,null,null,null,null,null,null,null,59.981999999999999,1837.6657114280993,2996.8888888888882]
[null,59.983000000000004,1837.6657114465854,2996.8888888888882,562.33446102070343,104.85174904741811,null,null,null,null,null,null,null,null,null,null,null,59.983000000000004,1837.6657114465854,2996.8888888888882]
[null,59.984000000000002,1837.6657114650495,2996.8888888888882,562.33446094985175,104.23215184629306,null,null,null,null,null,null,null,null,null,null,null,59.984000000000002,1837.6657114650495,2996.8888888888882]
[null,59.984999999999999,1837.6657114834909,2996.8888888888882,562.33446087902144,103.6131017143712,null,null,null,null,null,null,null,null,null,null,null,59.984999999999999,1837.6657114834909,2996.8888888888882]
[null,59.986000000000004,1837.6657115019811,2996.8888888888882,562.33446080821284,102.99459816862142,null,null,null,null,null,null,null,null,null,null,null,59.986000000000004,1837.6657115019811,2996.8888888888882]
[null,59.987000000000002,1837.6657115204489,2996.8888888888882,562.33446073742573,102.37664072643915,null,null,null,null,null,null,null,null,null,null,null,59.987000000000002,1837.6657115204489,2996.8888888888882]
[null,59.988,1837.6657115388953,2996.8888888888882,562.33446066666011,101.75922890564588,null,null,null,null,null,null,null,null,null,null,null,59.988,1837.6657115388953,2996.8888888888882]
[null,59.989000000000004,1837.6657115573189,2996.8888888888882,562.33446059591597,101.14236222448888,null,null,null,null,null,null,null,null,null,null,null,59.989000000000004,1837.6657115573189,2996.8888888888882]
[null,59.99,1837.6657115757912,2996.8888888888882,562.33446052519321,100.5260402016407,null,null,null,null,null,null,null,null,null,null,null,59.99,1837.6657115757912,2996.8888888888882]
[null,59.991,1837.6657115941707,2996.8888888888882,562.33446045449205,99.91026235619897,null,null,null,null,null,null,null,null,null,null,null,59.991,1837.6657115941707,2996.8888888888882]
[null,59.992000000000004,1837.6657116125991,2996.8888888888882,562.33446038381226,99.295028207685888,null,null,null,null,null,null,null,null,null,null,null,59.992000000000004,1837.6657116125991,2996.8888888888882]
[null,59.993000000000002,1837.6657116310764,2996.8888888888882,562.33446031315395,98.680337276047894,null,null,null,null,null,null,null,null,null,null,null,59.993000000000002,1837.6657116310764,2996.8888888888882]
[null,59.994,1837.6657116494605,2996.8888888888882,562.33446024251714,98.066189081655267,null,null,null,null,null,null,null,null,null,null,null,59.994,1837.6657116494605,2996.8888888888882]
[null,59.995000000000005,1837.6657116678939,2996.8888888888882,562.3344601719017,97.452583145301816,null,null,null,null,null,null,null,null,null,null,null,59.995000000000005,1837.6657116678939,2996.8888888888882]
[null,59.996000000000002,1837.6657116863053,2996.8888888888882,562.33446010130785,96.839518988204361,null,null,null,null,null,null,null,null,null,null,null,59.996000000000002,1837.6657116863053,2996.8888888888882]
[null,59.997,1837.6657117046948,2996.8888888888882,562.33446003073527,96.226996132002611,null,null,null,null,null,null,null,null,null,null,null,59.997,1837.6657117046948,2996.8888888888882]
[null,59.998000000000005,1837.6657117231332,2996.8888888888882,562.33445996018429,95.615014098758536,null,null,null,null,null,null,null,null,null,null,null,59.998000000000005,1837.6657117231332,2996.8888888888882]
[null,59.999000000000002,1837.6657117414786,2996.8888888888882,562.33445988965468,95.00357241095611,null,null,null,null,null,null,null,null,null,null,null,59.999000000000002,1837.6657117414786,2996.8888888888882]
[null,60,1837.6657117598736,2996.8888888888882,562.33445981914645,94.392670591500959,null,null,null,null,null,null,null,null,null,null,null,60,1837.6657117598736,2996.8888888888882]

{"sheet":"SelfReg Response","index":5,"n_rows":60009,"n_cols":4,"rows_kept":4500,"cut":true,"hidden":false,"merged":[],"bounds":{"rows_first":2000,"rows_last":500,"rows_between":2000,"halvings":0}}
[]
[]
[]
[]
[]
[]
[]
[null,"Time ","Base case, Self regulation response ","What If, Self regulation response"]
[null,0,0,0]
[null,1E-3,0.98584397942360635,2.1190639423038782]
[null,2E-3,1.97128300536731,4.2362568712779352]
[null,3.0000000000000001E-3,2.9563172441731744,6.3515804389208697]
[null,4.0000000000000001E-3,3.9409468621149331,8.4650362957727641]
[null,5.0000000000000001E-3,4.9251720253980205,10.576626090916367]
[null,6.0000000000000001E-3,5.9089929001596015,12.686351471978373]
[null,7.0000000000000001E-3,6.8924096524685909,14.794214085130722]
[null,8.0000000000000002E-3,7.8754224483256943,16.900215575091881]
[null,9.0000000000000011E-3,8.8580314536634255,19.004357585128119]
[null,0.01,9.8402368343461397,21.106641757054788]
[null,1.0999999999999999E-2,10.822038756170063,23.207069731237624]
[null,1.2E-2,11.803437384863312,25.305643146594004]
[null,1.3000000000000001E-2,12.784432886085931,27.402363640594231]
[null,1.4E-2,13.765025425429915,29.497232849262826]
[null,1.4999999999999999E-2,14.745215168419241,31.590252407179783]
[null,1.6E-2,15.725002280509894,33.681423947481854]
[null,1.7000000000000001E-2,16.704386927089892,35.770749101863835]
[null,1.8000000000000002E-2,17.683369273479318,37.858229500579817]
[null,1.9E-2,18.66194948493035,39.943866772444473]
[null,0.02,19.640127726627281,42.027662544834321]
[null,2.1000000000000001E-2,20.617904163686553,44.109618443689001]
[null,2.1999999999999999E-2,21.595278961156783,46.18973609351255]
[null,2.3E-2,22.572252284018791,48.268017117374626]
[null,2.4E-2,23.548824297185636,50.344463136911862]
[null,2.5000000000000001E-2,24.524995165502627,52.41907577232903]
[null,2.6000000000000002E-2,25.500765053747358,54.491856642400393]
[null,2.7E-2,26.476134126629741,56.562807364470892]
[null,2.8000000000000001E-2,27.451102548792033,58.631929554457457]
[null,2.9000000000000001E-2,28.425670484808865,60.699224826850269]
[null,0.03,29.399838099187249,62.764694794713996]
[null,3.1E-2,30.373605556366645,64.828341069689046]
[null,3.2000000000000001E-2,31.346973020718945,66.890165261992848]
[null,3.3000000000000002E-2,32.319940656548539,68.95016898042114]
[null,3.4000000000000002E-2,33.292508628092321,71.008353832349101]
[null,3.5000000000000003E-2,34.264677099519716,73.064721423732777]
[null,3.6000000000000004E-2,35.236446234932721,75.119273359110196]
[null,3.6999999999999998E-2,36.207816198365911,77.172011241602661]
[null,3.7999999999999999E-2,37.178787153786502,79.222936672916063]
[null,3.9E-2,38.149359265094347,81.272051253342028]
[null,0.04,39.119532696121972,83.319356581759209]
[null,4.1000000000000002E-2,40.089307610634599,85.364854255634611]
[null,4.2000000000000003E-2,41.05868417233021,87.408545871024657]
[null,4.3000000000000003E-2,42.027662544839508,89.450433022576661]
[null,4.3999999999999997E-2,42.996242891725998,91.490517303529884]
[null,4.4999999999999998E-2,43.964425376486005,93.5288003057168]
[null,4.5999999999999999E-2,44.932210162548685,95.565283619564525]
[null,4.7E-2,45.899597413276055,97.59996883409579]
[null,4.8000000000000001E-2,46.866587291963064,99.632857536930373]
[null,4.9000000000000002E-2,47.833179961837523,101.66395131428625]
[null,0.05,48.799375586060265,103.69325175098086]
[null,5.1000000000000004E-2,49.765174327725056,105.72076043043234]
[null,5.2000000000000005E-2,50.730576349858673,107.74647893466077]
[null,5.2999999999999999E-2,51.695581815420937,109.77040884428936]
[null,5.3999999999999999E-2,52.660190887304736,111.7925517385458]
[null,5.5E-2,53.624403728336027,113.8129091952633]
[null,5.6000000000000001E-2,54.588220501273895,115.83148279088201]
[null,5.7000000000000002E-2,55.551641368810579,117.84827410045015]
[null,5.8000000000000003E-2,56.514666493571447,119.86328469762528]
[null,5.9000000000000004E-2,57.477296038115128,121.87651615467547]
[null,0.06,58.43953016493343,123.88797004248059]
[null,6.0999999999999999E-2,59.401369036451435,125.89764793053351]
[null,6.2E-2,60.362812815027489,127.90555138694137]
[null,6.3E-2,61.32386166295327,129.91168197842669]
[null,6.4000000000000001E-2,62.28451574245377,131.91604127032866]
[null,6.5000000000000002E-2,63.244775215687369,133.91863082660444]
[null,6.6000000000000003E-2,64.204640244745818,135.91945220983027]
[null,6.7000000000000004E-2,65.164110991654269,137.91850698120265]
[null,6.8000000000000005E-2,66.123187618371361,139.91579670053977]
[null,6.9000000000000006E-2,67.081870286789197,141.91132292628248]
[null,7.0000000000000007E-2,68.040159158733331,143.9050872154956]
[null,7.1000000000000008E-2,68.99805439596291,145.8970911238693]
[null,7.2000000000000008E-2,69.955556160170602,147.88733620572]
[null,7.2999999999999995E-2,70.912664612982653,149.87582401399183]
[null,7.3999999999999996E-2,71.869379915958916,151.86255610025776]
[null,7.4999999999999997E-2,72.82570223059291,153.84753401472071]
[null,7.5999999999999998E-2,73.7816317183118,155.83075930621501]
[null,7.6999999999999999E-2,74.737168540476418,157.81223352220738]
[null,7.8E-2,75.692312858381356,159.79195820879818]
[null,7.9000000000000001E-2,76.647064833254916,161.76993491072272]
[null,0.08,77.601424626259202,163.74616517135235]
[null,8.1000000000000003E-2,78.555392398490113,165.72065053269574]
[null,8.2000000000000003E-2,79.508968310977338,167.69339253540005]
[null,8.3000000000000004E-2,80.462152524684456,169.66439271875208]
[null,8.4000000000000005E-2,81.414945200508924,171.63365262067964]
[null,8.5000000000000006E-2,82.367346499282107,173.60117377775251]
[null,8.6000000000000007E-2,83.319356581769298,175.56695772518387]
[null,8.7000000000000008E-2,84.27097560866973,177.53100599683128]
[null,8.7999999999999995E-2,85.222203740616678,179.49332012519815]
[null,8.8999999999999996E-2,86.17304113817741,181.45390164143464]
[null,0.09,87.123487961853229,183.41275207533911]
[null,9.0999999999999998E-2,88.073544372079496,185.369872955359]
[null,9.1999999999999998E-2,89.023210529225722,187.32526580859241]
[null,9.2999999999999999E-2,89.972486593595519,189.27893216078903]
[null,9.4E-2,90.921372725426593,191.2308735363514]
[null,9.5000000000000001E-2,91.869869084890908,193.18109145833606]
[null,9.6000000000000002E-2,92.817975832094604,195.1295874484548]
[null,9.7000000000000003E-2,93.76569312707808,197.07636302707596]
[null,9.8000000000000004E-2,94.713021129815928,199.02141971322524]
[null,9.9000000000000005E-2,95.659960000217083,200.96475902458727]
[null,0.1,96.606509898124813,202.90638247750667]
[null,0.10100000000000001,97.552670983316659,204.84629158698914]
[null,0.10200000000000001,98.498443415504596,206.78448786670276]
[null,0.10300000000000001,99.443827354334957,208.72097282897911]
[null,0.10400000000000001,100.38882295938851,210.65574798481447]
[null,0.105,101.33343039018045,212.58881484387101]
[null,0.106,102.27764980616051,214.52017491447793]
[null,0.107,103.22148136671288,216.44982970363264]
[null,0.108,104.16492523115623,218.37778071700205]
[null,0.109,105.1079815587439,220.30402945892357]
[null,0.11,106.05065050866372,222.22857743240633]
[null,0.111,106.99293224003819,224.1514261391325]
[null,0.112,107.9348269119244,226.07257707945831]
[null,0.113,108.87633468331414,227.99203175241522]
[null,0.114,109.81745571313388,229.90979165571113]
[null,0.115,110.75819016024482,231.82585828573161]
[null,0.11600000000000001,111.69853818344286,233.74023313754097]
[null,0.11700000000000001,112.63849994145872,235.65291770488338]
[null,0.11800000000000001,113.5780755929579,237.56391348018431]
[null,0.11900000000000001,114.51726529654076,239.47322195455135]
[null,0.12,115.45606921074241,241.38084461777558]
[null,0.121,116.39448749403296,243.28678295833265]
[null,0.122,117.33252030481736,245.19103846338399]
[null,0.123,118.27016780143549,247.09361261877794]
[null,0.124,119.20743014216224,248.99450690905098]
[null,0.125,120.14430748520743,250.89372281742877]
[null,0.126,121.0807999887159,252.79126182582732]
[null,0.127,122.01690781076753,254.68712541485431]
[null,0.128,122.95263110937734,256.58131506381]
[null,0.129,123.88797004249533,258.47383225068864]
[null,0.13,124.82292476800667,260.36467845217936]
[null,0.13100000000000001,125.75749544373168,262.25385514366764]
[null,0.13200000000000001,126.69168222742587,264.1413637992361]
[null,0.13300000000000001,127.62548527677993,266.0272058916658]
[null,0.13400000000000001,128.55890474941972,267.9113828924377]
[null,0.13500000000000001,129.49194080290644,269.79389627173322]
[null,0.13600000000000001,130.42459359473654,271.67474749843575]
[null,0.13700000000000001,131.35686328234175,273.55393804013192]
[null,0.13800000000000001,132.28875002308916,275.43146936311251]
[null,0.13900000000000001,133.22025397428121,277.30734293237344]
[null,0.14000000000000001,134.15137529315572,279.1815602116173]
[null,0.14100000000000001,135.08211413688593,281.0541226632543]
[null,0.14200000000000002,136.01247066258051,282.92503174840334]
[null,0.14300000000000002,136.94244502728358,284.79428892689339]
[null,0.14400000000000002,137.87203738797481,286.66189565726432]
[null,0.14499999999999999,138.80124790156933,288.52785339676831]
[null,0.14599999999999999,139.73007672491784,290.39216360137078]
[null,0.14699999999999999,140.6585240148066,292.25482772575162]
[null,0.14799999999999999,141.58658992795742,294.11584722330645]
[null,0.14899999999999999,142.51427462102785,295.97522354614739]
[null,0.15,143.44157825061103,297.83295814510461]
[null,0.151,144.36850097323574,299.6890524697273]
[null,0.152,145.29504294536645,301.54350796828459]
[null,0.153,146.22120432340353,303.39632608776708]
[null,0.154,147.14698526368281,305.2475082738876]
[null,0.155,148.0723859224762,307.09705597108263]
[null,0.156,148.99740645599124,308.94497062251315]
[null,0.157,149.92204702037131,310.79125367006611]
[null,0.158,150.84630777169582,312.63590655435519]
[null,0.159,151.7701888659798,314.47893071472208]
[null,0.16,152.69369045917446,316.32032758923765]
[null,0.161,153.61681270716676,318.16009861470326]
[null,0.16200000000000001,154.53955576577971,319.99824522665119]
[null,0.16300000000000001,155.46191979077227,321.83476885934664]
[null,0.16400000000000001,156.38390493783945,323.6696709457882]
[null,0.16500000000000001,157.30551136261235,325.50295291770937]
[null,0.16600000000000001,158.22673922065803,327.33461620557938]
[null,0.16700000000000001,159.14758866747977,329.16466223860442]
[null,0.16800000000000001,160.06805985851685,330.99309244472897]
[null,0.16900000000000001,160.98815294914485,332.8199082506365]
[null,0.17,161.90786809467531,334.64511108175088]
[null,0.17100000000000001,162.82720545035625,336.46870236223748]
[null,0.17200000000000001,163.74616517137167,338.29068351500405]
[null,0.17300000000000001,164.66474741284199,340.11105596170211]
[null,0.17400000000000002,165.58295232982383,341.92982112272796]
[null,0.17500000000000002,166.50078007731011,343.74698041722371]
[null,0.17599999999999999,167.41823081023017,345.56253526307842]
[null,0.17699999999999999,168.33530468344958,347.37648707692938]
[null,0.17799999999999999,169.25200185177042,349.18883727416289]
[null,0.17899999999999999,170.1683224699311,350.99958726891566]
[null,0.18,171.08426669260658,352.80873847407577]
[null,0.18099999999999999,171.99983467440808,354.61629230128375]
[null,0.182,172.91502656988348,356.42225016093386]
[null,0.183,173.82984253351719,358.2266134621749]
[null,0.184,174.74428271973002,360.02938361291154]
[null,0.185,175.65834728287948,361.83056201980537]
[null,0.186,176.57203637725962,363.63015008827608]
[null,0.187,177.4853501571011,365.42814922250221]
[null,0.188,178.39828877657126,367.22456082542266]
[null,0.189,179.31085238977408,369.01938629873763]
[null,0.19,180.2230411507503,370.81262704290958]
[null,0.191,181.13485521347729,372.6042844571644]
[null,0.192,182.04629473186921,374.39435993949286]
[null,0.193,182.95735985977706,376.182854886651]
[null,0.19400000000000001,183.86805075098854,377.96977069416187]
[null,0.19500000000000001,184.77836755922834,379.75510875631625]
[null,0.19600000000000001,185.6883104381578,381.53887046617382]
[null,0.19700000000000001,186.59787954137522,383.32105721556428]
[null,0.19800000000000001,187.50707502241585,385.10167039508849]
[null,0.19900000000000001,188.41589703475185,386.88071139411937]
[null,0.2,189.32434573179239,388.65818160080323]
[null,0.20100000000000001,190.23242126688348,390.43408240206065]
[null,0.20200000000000001,191.14012379330825,392.20841518358759]
[null,0.20300000000000001,192.04745346428692,393.98118132985655]
[null,0.20400000000000001,192.9544104329766,395.75238222411775]
[null,0.20500000000000002,193.86099485247163,397.5220192484]
[null,0.20600000000000002,194.76720687580337,399.29009378351179]
[null,0.20700000000000002,195.67304665594048,401.05660720904245]
[null,0.20800000000000002,196.57851434578856,402.82156090336321]
[null,0.20899999999999999,197.48361009819055,404.58495624362837]
[null,0.21,198.38833406592661,406.34679460577627]
[null,0.21099999999999999,199.29268640171406,408.1070773645302]
[null,0.21199999999999999,200.19666725820753,409.86580589339985]
[null,0.21299999999999999,201.10027678799895,411.62298156468205]
[null,0.214,202.00351514361762,413.37860574946205]
[null,0.215,202.90638247753009,415.13267981761442]
[null,0.216,203.8088789421403,416.88520513780441]
[null,0.217,204.71100468978969,418.63618307748845]
[null,0.218,205.61275987275695,420.38561500291604]
[null,0.219,206.51414464325836,422.13350227912991]
[null,0.22,207.41515915344769,423.87984626996797]
[null,0.221,208.31580355541604,425.62464833806342]
[null,0.222,209.21607800119219,427.36790984484696]
[null,0.223,210.11598264274241,429.1096321505467]
[null,0.224,211.01551763197057,430.84981661419005]
[null,0.22500000000000001,211.91468312071814,432.58846459360421]
[null,0.22600000000000001,212.81347926076424,434.32557744541771]
[null,0.22700000000000001,213.71190620382558,436.06115652506122]
[null,0.22800000000000001,214.60996410155661,437.79520318676867]
[null,0.22900000000000001,215.50765310554945,439.52771878357805]
[null,0.23,216.40497336733392,441.25870466733306]
[null,0.23100000000000001,217.30192503837776,442.98816218868353]
[null,0.23200000000000001,218.19850827008628,444.71609269708676]
[null,0.23300000000000001,219.09472321380267,446.4424975408088]
[null,0.23400000000000001,219.99057002080801,448.16737806692481]
[null,0.23500000000000001,220.88604884232117,449.89073562132103]
[null,0.23600000000000002,221.78115982949902,451.61257154869503]
[null,0.23700000000000002,222.67590313343621,453.33288719255722]
[null,0.23800000000000002,223.57027890516525,455.05168389523186]
[null,0.23900000000000002,224.4642872956569,456.76896299785784]
[null,0.24,225.35792845581963,458.48472584038996]
[null,0.24099999999999999,226.2512025365001,460.19897376159997]
[null,0.24199999999999999,227.14410968848287,461.91170809907743]
[null,0.24299999999999999,228.03665006249071,463.62293018923106]
[null,0.24399999999999999,228.92882380918428,465.3326413672894]
[null,0.245,229.82063107916258,467.04084296730224]
[null,0.246,230.71207202296253,468.74753632214151]
[null,0.247,231.6031467910594,470.45272276350198]
[null,0.248,232.49385553386651,472.156403621903]
[null,0.249,233.38419840173555,473.85858022668901]
[null,0.25,234.27417554495625,475.55925390603056]
[null,0.251,235.16378711375674,477.25842598692554]
[null,0.252,236.05303325830343,478.95609779520049]
[null,0.253,236.94191412870106,480.6522706555109]
[null,0.254,237.83042987499263,482.3469458913429]
[null,0.255,238.71858064715957,484.040124825014]
[null,0.25600000000000001,239.6063665951217,485.73180877767413]
[null,0.25700000000000001,240.49378786873726,487.42199906930688]
[null,0.25800000000000001,241.38084461780286,489.11069701873015]
[null,0.25900000000000001,242.26753699205369,490.79790394359765]
[null,0.26,243.15386514116338,492.48362116039937]
[null,0.26100000000000001,244.03982921474403,494.16784998446309]
[null,0.26200000000000001,244.92542936234642,495.8505917299554]
[null,0.26300000000000001,245.81066573345979,497.53184770988224]
[null,0.26400000000000001,246.69553847751195,499.21161923609031]
[null,0.26500000000000001,247.58004774386944,500.88990761926823]
[null,0.26600000000000001,248.46419368183734,502.56671416894716]
[null,0.26700000000000002,249.34797644065949,504.24204019350208]
[null,0.26800000000000002,250.23139616951829,505.91588700015279]
[null,0.26900000000000002,251.11445301753506,507.58825589496473]
[null,0.27,251.99714713376966,509.25914818285031]
[null,0.27100000000000002,252.87947866722087,510.92856516756967]
[null,0.27200000000000002,253.76144776682619,512.59650815173211]
[null,0.27300000000000002,254.64305458146197,514.26297843679629]
[null,0.27400000000000002,255.5242992599434,515.92797732307213]
[null,0.27500000000000002,256.40518195102459,517.59150610972142]
[null,0.27600000000000002,257.28570280339841,519.25356609475864]
[null,0.27700000000000002,258.16586196569682,520.91415857505251]
[null,0.27800000000000002,259.04565958649056,522.57328484632637]
[null,0.27900000000000003,259.92509581428953,524.23094620315976]
[null,0.28000000000000003,260.80417079754244,525.88714393898908]
[null,0.28100000000000003,261.6828846846372,527.54187934610877]
[null,0.28200000000000003,262.56123762390058,529.19515371567195]
[null,0.28300000000000003,263.43922976359858,530.84696833769215]
[null,0.28400000000000003,264.31686125193613,532.49732450104375]
[null,0.28500000000000003,265.19413223705749,534.1462234934628]
[null,0.28600000000000003,266.07104286704595,535.79366660154881]
[null,0.28700000000000003,266.94759328992393,537.43965511076522]
[null,0.28800000000000003,267.82378365365321,539.08419030544019]
[null,0.28899999999999998,268.6996141061345,540.72727346876809]
[null,0.28999999999999998,269.57508479520817,542.3689058828104]
[null,0.29099999999999998,270.45019586865345,544.00908882849626]
[null,0.29199999999999998,271.32494747418912,545.64782358562434]
[null,0.29299999999999998,272.19933975947322,547.28511143286289]
[null,0.29399999999999998,273.07337287210305,548.92095364775128]
[null,0.29499999999999998,273.94704695961542,550.55535150670107]
[null,0.29599999999999999,274.82036216948654,552.18830628499643]
[null,0.29699999999999999,275.69331864913187,553.81981925679611]
[null,0.29799999999999999,276.56591654590653,555.44989169513315]
[null,0.29899999999999999,277.43815600710491,557.07852487191724]
[null,0.3,278.310037179961,558.7057200579344]
[null,0.30099999999999999,279.18156021164839,560.33147852284924]
[null,0.30199999999999999,280.05272524928,561.95580153520496]
[null,0.30299999999999999,280.92353243990851,563.57869036242482]
[null,0.30399999999999999,281.79398193052617,565.20014627081287]
[null,0.30499999999999999,282.66407386806475,566.82017052555545]
[null,0.30599999999999999,283.53380839939581,568.4387643907213]
[null,0.307,284.40318567133039,570.0559291292634]
[null,0.308,285.27220583061944,571.6716660030196]
[null,0.309,286.14086902395343,573.28597627271358]
[null,0.31,287.00917539796274,574.89886119795585]
[null,0.311,287.87712509921744,576.51032203724469]
[null,0.312,288.7447182742273,578.12036004796732]
[null,0.313,289.61195506944216,579.7289764864006]
[null,0.314,290.47883563125146,581.33617260771234]
[null,0.315,291.3453601059847,582.94194966596217]
[null,0.316,292.21152863991097,584.54630891410216]
[null,0.317,293.07734137923961,586.1492516039782]
[null,0.318,293.94279847011984,587.75077898633106]
[null,0.31900000000000001,294.80790005864066,589.35089231079701]
[null,0.32,295.67264629083121,590.94959282590912]
[null,0.32100000000000001,296.53703731266063,592.54688177909782]
[null,0.32200000000000001,297.40107327003807,594.14276041669223]
[null,0.32300000000000001,298.26475430881277,595.73722998392111]
[null,0.32400000000000001,299.128080574774,597.33029172491388]
[null,0.32500000000000001,299.9910522136513,598.92194688270092]
[null,0.32600000000000001,300.85366937111417,600.51219669921591]
[null,0.32700000000000001,301.71593219277236,602.10104241529518]
[null,0.32800000000000001,302.57784082417578,603.68848527067996]
[null,0.32900000000000001,303.4393954108146,605.27452650401676]
[null,0.33,304.30059609811917,606.85916735285832]
[null,0.33100000000000002,305.16144303146012,608.44240905366485]
[null,0.33200000000000002,306.02193635614833,610.02425284180435]
[null,0.33300000000000002,306.88207621743521,611.60469995155506]
[null,0.33400000000000002,307.74186276051211,613.18375161610436]
[null,0.33500000000000002,308.60129613051112,614.76140906755154]
[null,0.33600000000000002,309.46037647250444,616.33767353690746]
[null,0.33700000000000002,310.31910393150497,617.91254625409647]
[null,0.33800000000000002,311.17747865246565,619.48602844795687]
[null,0.33900000000000002,312.03550078028013,621.05812134624205]
[null,0.34,312.89317045978265,622.62882617562093]
[null,0.34100000000000003,313.75048783574772,624.19814416167992]
[null,0.34200000000000003,314.60745305289043,625.76607652892301]
[null,0.34300000000000003,315.46406625586656,627.33262450077291]
[null,0.34400000000000003,316.32032758927232,628.89778929957254]
[null,0.34500000000000003,317.17623719764464,630.46157214658513]
[null,0.34600000000000003,318.03179522546088,632.02397426199559]
[null,0.34700000000000003,318.88700181713938,633.58499686491189]
[null,0.34800000000000003,319.74185711703888,635.14464117336524]
[null,0.34900000000000003,320.5963612694589,636.70290840431164]
[null,0.35000000000000003,321.45051441863973,638.25979977363238]
[null,0.35100000000000003,322.30431670876237,639.81531649613532]
[null,0.35199999999999998,323.15776828394866,641.36945978555559]
[null,0.35299999999999998,324.01086928826118,642.9222308545568]
[null,0.35399999999999998,324.86361986570324,644.47363091473164]
[null,0.35499999999999998,325.71602016021922,646.02366117660347]
[null,0.35599999999999998,326.56807031569411,647.5723228496264]
[null,0.35699999999999998,327.41977047595412,649.11961714218671]
[null,0.35799999999999998,328.27112078476608,650.66554526160382]
[null,0.35899999999999999,329.12212138583783,652.21010841413135]
[null,0.36,329.97277242281842,653.75330780495756]
[null,0.36099999999999999,330.82307403929752,655.29514463820669]
[null,0.36199999999999999,331.67302637880613,656.83562011693994]
[null,0.36299999999999999,332.52262958481606,658.37473544315606]
[null,0.36399999999999999,333.37188380074036,659.91249181779267]
[null,0.36499999999999999,334.22078916993308,661.44889044072704]
[null,0.36599999999999999,335.06934583568949,662.98393251077675]
[null,0.36699999999999999,335.91755394124584,664.51761922570131]
[null,0.36799999999999999,336.76541362977952,666.04995178220236]
[null,0.36899999999999999,337.61292504440934,667.58093137592516]
[null,0.37,338.46008832819524,669.11055920145895]
[null,0.371,339.30690362413822,670.63883645233841]
[null,0.372,340.1533710751807,672.16576432104455]
[null,0.373,340.9994908242063,673.69134399900508]
[null,0.374,341.84526301404009,675.21557667659624]
[null,0.375,342.69068778744838,676.73846354314298]
[null,0.376,343.53576528713876,678.26000578691992]
[null,0.377,344.38049565576028,679.78020459515312]
[null,0.378,345.22487903590337,681.29906115401957]
[null,0.379,346.06891557010005,682.81657664864974]
[null,0.38,346.91260540082345,684.33275226312719]
[null,0.38100000000000001,347.75594867048852,685.8475891804901]
[null,0.38200000000000001,348.59894552145141,687.36108858273212]
[null,0.38300000000000001,349.44159609601019,688.87325165080335]
[null,0.38400000000000001,350.28390053640396,690.38407956461117]
[null,0.38500000000000001,351.12585898481387,691.89357350302078]
[null,0.38600000000000001,351.96747158336245,693.40173464385714]
[null,0.38700000000000001,352.80873847411385,694.90856416390488]
[null,0.38800000000000001,353.64965979907379,696.41406323890976]
[null,0.38900000000000001,354.49023570018983,697.91823304357899]
[null,0.39,355.33046631935116,699.42107475158332]
[null,0.39100000000000001,356.17035179838859,700.92258953555654]
[null,0.39200000000000002,357.00989227907485,702.42277856709745]
[null,0.39300000000000002,357.84908790312431,703.92164301677042]
[null,0.39400000000000002,358.68793881219307,705.41918405410593]
[null,0.39500000000000002,359.52644514787926,706.91540284760208]
[null,0.39600000000000002,360.3646070517226,708.41030056472539]
[null,0.39700000000000002,361.20242466520483,709.90387837191122]
[null,0.39800000000000002,362.03989812974953,711.39613743456528]
[null,0.39900000000000002,362.87702758672219,712.88707891706429]
[null,0.4,363.71381317743015,714.37670398275668]
[null,0.40100000000000002,364.55025504312283,715.86501379396407]
[null,0.40200000000000002,365.3863533249916,717.35200951198135]
[null,0.40300000000000002,366.22210816416975,718.83769229707855]
[null,0.40400000000000003,367.05751970173282,720.32206330850079]
[null,0.40500000000000003,367.89258807869805,721.80512370447013]
[null,0.40600000000000003,368.72731343602499,723.28687464218558]
[null,0.40700000000000003,369.56169591461531,724.76731727782442]
[null,0.40800000000000003,370.39573565531271,726.24645276654337]
[null,0.40900000000000003,371.22943279890296,727.72428226247905]
[null,0.41000000000000003,372.06278748611425,729.20080691874887]
[null,0.41100000000000003,372.89579985761668,730.67602788745239]
[null,0.41200000000000003,373.72847005402286,732.14994631967215]
[null,0.41300000000000003,374.56079821588725,733.62256336547364]
[null,0.41400000000000003,375.39278448370703,735.09388017390734]
[null,0.41500000000000004,376.22442899792128,736.5638978930092]
[null,0.41600000000000004,377.05573189891169,738.03261766980143]
[null,0.41699999999999998,377.88669332700209,739.5000406502935]
[null,0.41799999999999998,378.71731342245874,740.96616797948309]
[null,0.41899999999999998,379.5475923254902,742.43100080135662]
[null,0.42,380.3775301762476,743.89454025889108]
[null,0.42099999999999999,381.20712711482446,745.35678749405338]
[null,0.42199999999999999,382.03638328125658,746.8177436478029]
[null,0.42299999999999999,382.86529881552246,748.27740986009144]
[null,0.42399999999999999,383.69387385754288,749.73578726986386]
[null,0.42499999999999999,384.52210854718146,751.19287701506005]
[null,0.42599999999999999,385.35000302424396,752.64868023261477]
[null,0.42699999999999999,386.17755742847908,754.10319805845859]
[null,0.42799999999999999,387.00477189957792,755.55643162752006]
[null,0.42899999999999999,387.83164657717435,757.00838207372476]
[null,0.43,388.65818160084456,758.45905052999774]
[null,0.43099999999999999,389.4843771101078,759.90843812826301]
[null,0.432,390.31023324442572,761.3565459994461]
[null,0.433,391.13575014320293,762.80337527347297]
[null,0.434,391.96092794578652,764.24892707927268]
[null,0.435,392.78576679146647,765.69320254477725]
[null,0.436,393.61026681947573,767.13620279692293]
[null,0.437,394.4344281689896,768.57792896165063]
[null,0.438,395.25825097912656,770.01838216390718]
[null,0.439,396.081735388948,771.45756352764658]
[null,0.44,396.90488153745787,772.89547417582992]
[null,0.441,397.72768956360335,774.33211523042712]
[null,0.442,398.55015960627435,775.76748781241736]
[null,0.443,399.37229180430364,777.20159304178992]
[null,0.44400000000000001,400.19408629646733,778.63443203754537]
[null,0.44500000000000001,401.01554322148422,780.0660059176962]
[null,0.44600000000000001,401.83666271801599,781.4963157992679]
[null,0.44700000000000001,402.65744492466791,782.92536279829926]
[null,0.44800000000000001,403.47788997998771,784.35314802984431]
[null,0.44900000000000001,404.29799802246657,785.77967260797197]
[null,0.45,405.11776919053875,787.20493764576793]
[null,0.45100000000000001,405.93720362258154,788.62894425533489]
[null,0.45200000000000001,406.75630145691531,790.05169354779343]
[null,0.45300000000000001,407.57506283180402,791.47318663328326]
[null,0.45400000000000001,408.39348788545431,792.89342462096431]
[null,0.45500000000000002,409.21157675601637,794.31240861901631]
[null,0.45600000000000002,410.02932958158351,795.73013973464128]
[null,0.45700000000000002,410.84674650019252,797.14661907406332]
[null,0.45800000000000002,411.66382764982325,798.56184774252984]
[null,0.45900000000000002,412.48057316839896,799.97582684431256]
[null,0.46,413.29698319378616,801.38855748270794]
[null,0.46100000000000002,414.11305786379495,802.8000407600382]
[null,0.46200000000000002,414.9287973161787,804.21027777765255]
[null,0.46300000000000002,415.74420168863418,805.61926963592771]
[null,0.46400000000000002,416.55927111880152,807.02701743426871]
[null,0.46500000000000002,417.37400574426448,808.43352227111006]
[null,0.46600000000000003,418.1884057025502,809.83878524391628]
[null,0.46700000000000003,419.00247113112937,811.24280744918269]
[null,0.46800000000000003,419.81620216741618,812.64558998243706]
[null,0.46900000000000003,420.62959894876843,814.0471339382392]
[null,0.47000000000000003,421.44266161248754,815.44744041018282]
[null,0.47100000000000003,422.25539029581819,816.84651049089609]
[null,0.47200000000000003,423.06778513594918,818.24434527204244]
[null,0.47300000000000003,423.87984627001265,819.64094584432121]
[null,0.47400000000000003,424.6915738350844,821.03631329746906]
[null,0.47500000000000003,425.50296796818418,822.43044872025996]
[null,0.47600000000000003,426.31402880627513,823.8233532005072]
[null,0.47700000000000004,427.12475648626435,825.21502782506298]
[null,0.47800000000000004,427.93515114500269,826.60547367982053]
[null,0.47900000000000004,428.74521291928465,827.99469184971338]
[null,0.48,429.55494194584855,829.3826834187181]
[null,0.48099999999999998,430.36433836137678,830.76944946985373]
[null,0.48199999999999998,431.17340230249528,832.15499108518293]
[null,0.48299999999999998,431.98213390577411,833.53930934581297]
[null,0.48399999999999999,432.790533307727,834.92240533189693]
[null,0.48499999999999999,433.59860064481188,836.30428012263383]
[null,0.48599999999999999,434.40633605343044,837.68493479627]
[null,0.48699999999999999,435.21373966992832,839.06437043009976]
[null,0.48799999999999999,436.02081163059523,840.44258810046597]
[null,0.48899999999999999,436.82755207166491,841.8195888827612]
[null,0.49,437.63396112931503,843.19537385142917]
[null,0.49099999999999999,438.44003893966755,844.56994407996376]
[null,0.49199999999999999,439.24578563878816,845.94330064091196]
[null,0.49299999999999999,440.05120136268715,847.31544460587338]
[null,0.49399999999999999,440.85628624731839,848.68637704550156]
[null,0.495,441.66104042858035,850.05609902950459]
[null,0.496,442.46546404231538,851.42461162664654]
[null,0.497,443.26955722431023,852.79191590474693]
[null,0.498,444.07332011029581,854.15801293068319]
[null,0.499,444.87675283594723,855.52290377039071]
[null,0.5,445.67985553688379,856.88658948886325]
[null,0.501,446.48262834866932,858.24907115015469]
[null,0.502,447.28507140681177,859.61034981737919]
[null,0.503,448.08718484676353,860.97042655271252]
[null,0.504,448.88896880392127,862.32930241739234]
[null,0.505,449.69042341362615,863.68697847171904]
[null,0.50600000000000001,450.49154881116357,865.04345577505762]
[null,0.50700000000000001,451.29234513176351,866.39873538583686]
[null,0.50800000000000001,452.09281251060037,867.75281836155159]
[null,0.50900000000000001,452.89295108279299,869.10570575876272]
[null,0.51,453.69276098340475,870.45739863309825]
[null,0.51100000000000001,454.49224234744361,871.80789803925404]
[null,0.51200000000000001,455.29139530986174,873.15720503099499]
[null,0.51300000000000001,456.09022000555638,874.50532066115545]
[null,0.51400000000000001,456.88871656936891,875.85224598164007]
[null,0.51500000000000001,457.68688513608566,877.19798204342499]
[null,0.51600000000000001,458.48472584043731,878.54252989655799]
[null,0.51700000000000002,459.28223881709954,879.8858905901601]
[null,0.51800000000000002,460.07942420069224,881.22806517242577]
[null,0.51900000000000002,460.87628212578045,882.56905469062394]
[null,0.52,461.67281272687376,883.90886019109928]
[null,0.52100000000000002,462.46901613842635,885.24748271927251]
[null,0.52200000000000002,463.26489249483745,886.58492331964055]
[null,0.52300000000000002,464.06044193045091,887.92118303577899]
[null,0.52400000000000002,464.85566457955548,889.25626291034166]
[null,0.52500000000000002,465.65056057638458,890.59016398506162]
[null,0.52600000000000002,466.44513005511681,891.92288730075245]
[null,0.52700000000000002,467.23937314987529,893.25443389730845]
[null,0.52800000000000002,468.03328999472831,894.584804813706]
[null,0.52900000000000003,468.82688072368887,895.91400108800417]
[null,0.53,469.62014547071522,897.24202375734512]
[null,0.53100000000000003,470.41308436971036,898.56887385795562]
[null,0.53200000000000003,471.20569755452232,899.89455242514737]
[null,0.53300000000000003,471.99798515894418,901.2190604933179]
[null,0.53400000000000003,472.78994731671401,902.54239909595151]
[null,0.53500000000000003,473.58158416151502,903.86456926562005]
[null,0.53600000000000003,474.37289582697548,905.18557203398348]
[null,0.53700000000000003,475.16388244666877,906.50540843179101]
[null,0.53800000000000003,475.95454415411336,907.82407948888181]
[null,0.53900000000000003,476.74488108277302,909.14158623418552]
[null,0.54,477.53489336605639,910.45792969572346]
[null,0.54100000000000004,478.32458113731769,911.77311090060948]
[null,0.54200000000000004,479.11394452985604,913.08713087504998]
[null,0.54300000000000004,479.90298367691599,914.39999064434585]
[null,0.54400000000000004,480.69169871168748,915.71169123289235]
[null,0.54500000000000004,481.48008976730529,917.02223366418048]
[null,0.54600000000000004,482.26815697684992,918.33161896079741]
[null,0.54700000000000004,483.05590047334721,919.63984814442733]
[null,0.54800000000000004,483.843320389768,920.94692223585253]
[null,0.54900000000000004,484.63041685902891,922.25284225495409]
[null,0.55000000000000004,485.41719001399167,923.55760922071215]
[null,0.55100000000000005,486.20363998746365,924.86122415120769]
[null,0.55200000000000005,486.98976691219735,926.16368806362232]
[null,0.55300000000000005,487.77557092089131,927.46500197423995]
[null,0.55400000000000005,488.56105214618896,928.76516689844698]
[null,0.55500000000000005,489.34621072067955,930.06418385073312]
[null,0.55600000000000005,490.13104677689785,931.36205384469281]
[null,0.55700000000000005,490.91556044732408,932.65877789302476]
[null,0.55800000000000005,491.69975186438427,933.95435700753433]
[null,0.55900000000000005,492.48362116044973,935.24879219913294]
[null,0.56000000000000005,493.26716846783751,936.54208447783981]
[null,0.56100000000000005,494.05039391881058,937.83423485278229]
[null,0.56200000000000006,494.83329764557726,939.12524433219664]
[null,0.56300000000000006,495.61587978029166,940.41511392342909]
[null,0.56400000000000006,496.39814045505346,941.7038446329359]
[null,0.56500000000000006,497.18007980190845,942.99143746628522]
[null,0.56600000000000006,497.96169795284783,944.27789342815743]
[null,0.56700000000000006,498.74299503980882,945.56321352234534]
[null,0.56800000000000006,499.52397119467417,946.84739875175569]
[null,0.56900000000000006,500.30462654927277,948.13045011840995]
[null,0.57000000000000006,501.08496123537913,949.41236862344442]
[null,0.57100000000000006,501.86497538471372,950.69315526711193]
[null,0.57200000000000006,502.64466912894289,951.97281104878164]
[null,0.57300000000000006,503.4240425996789,953.25133696694081]
[null,0.57400000000000007,504.20309592848002,954.52873401919464]
[null,0.57500000000000007,504.9818292468504,955.80500320226804]
[null,0.57600000000000007,505.76024268624008,957.08014551200529]
[null,0.57699999999999996,506.5383363780453,958.35416194337199]
[null,0.57799999999999996,507.31611045360825,959.62705349045439]
[null,0.57899999999999996,508.0935650442172,960.89882114646184]
[null,0.57999999999999996,508.87070028110634,962.16946590372675]
[null,0.58099999999999996,509.64751629545606,963.43898875370451]
[null,0.58199999999999996,510.42401321839293,964.70739068697605]
[null,0.58299999999999996,511.20019118098963,965.97467269324704]
[null,0.58399999999999996,511.97605031426491,967.24083576134967]
[null,0.58499999999999996,512.75159074918383,968.50588087924268]
[null,0.58599999999999997,513.52681261665737,969.76980903401295]
[null,0.58699999999999997,514.30171604754321,971.03262121187549]
[null,0.58799999999999997,515.07630117264478,972.29431839817482]
[null,0.58899999999999997,515.85056812271216,973.55490157738507]
[null,0.59,516.62451702844157,974.81437173311144]
[null,0.59099999999999997,517.39814802047567,976.07272984809049]
[null,0.59199999999999997,518.17146122940301,977.3299769041912]
[null,0.59299999999999997,518.94445678575903,978.58611388241582]
[null,0.59399999999999997,519.71713482002531,979.84114176289984]
[null,0.59499999999999997,520.48949546262998,981.09506152491383]
[null,0.59599999999999997,521.26153884394728,982.34787414686355]
[null,0.59699999999999998,522.03326509429826,983.59958060629094]
[null,0.59799999999999998,522.80467434395007,984.85018187987475]
[null,0.59899999999999998,523.57576672311677,986.09967894343151]
[null,0.6,524.34654236195865,987.34807277191601]
[null,0.60099999999999998,525.1170013905828,988.59536433942219]
[null,0.60199999999999998,525.88714393904218,989.84155461918408]
[null,0.60299999999999998,526.65697013733711,991.08664458357646]
[null,0.60399999999999998,527.42648011541439,992.33063520411531]
[null,0.60499999999999998,528.19567400316703,993.57352745145874]
[null,0.60599999999999998,528.96455193043482,994.81532229540846]
[null,0.60699999999999998,529.73311402700472,996.05602070490909]
[null,0.60799999999999998,530.50136042260965,997.29562364805031]
[null,0.60899999999999999,531.26929124692958,998.53413209206667]
[null,0.61,532.03690662959139,999.77154700333881]
[null,0.61099999999999999,532.80420670016838,1001.0078693473941]
[null,0.61199999999999999,533.57119158818068,1002.2431000889079]
[null,0.61299999999999999,534.33786142309543,1003.4772401917029]
[null,0.61399999999999999,535.10421633432645,1004.7102906187513]
[null,0.61499999999999999,535.87025645123458,1005.9422523321753]
[null,0.61599999999999999,536.63598190312712,1007.173126293247]
[null,0.61699999999999999,537.40139281925849,1008.4029134623903]
[null,0.61799999999999999,538.16648932883015,1009.6316147991806]
[null,0.61899999999999999,538.93127156099024,1010.8592312623466]
[null,0.62,539.69573964483402,1012.0857638097699]
[null,0.621,540.45989370940367,1013.3112133984871]
[null,0.622,541.2237338836884,1014.5355809846887]
[null,0.623,541.98726029662441,1015.7588675237222]
[null,0.624,542.75047307709463,1016.9810739700906]
[null,0.625,543.51337235392987,1018.2022012774547]
[null,0.626,544.27595825590709,1019.422250398633]
[null,0.627,545.03823091175082,1020.6412222856027]
[null,0.628,545.80019045013285,1021.8591178895005]
[null,0.629,546.56183699967164,1023.0759381606234]
[null,0.63,547.32317068893315,1024.2916840484293]
[null,0.63100000000000001,548.08419164643055,1025.506356501538]
[null,0.63200000000000001,548.84490000062431,1026.719956467731]
[null,0.63300000000000001,549.60529587992164,1027.9324848939539]
[null,0.63400000000000001,550.3653794126775,1029.1439427263153]
[null,0.63500000000000001,551.12515072719395,1030.3543309100892]
[null,0.63600000000000001,551.88460995172034,1031.5636503897147]
[null,0.63700000000000001,552.64375721445333,1032.7719021087967]
[null,0.63800000000000001,553.40259264353699,1033.9790870101074]
[null,0.63900000000000001,554.16111636706262,1035.1852060355866]
[null,0.64,554.9193285130691,1036.3902601263419]
[null,0.64100000000000001,555.67722920954247,1037.5942502226503]
[null,0.64200000000000002,556.43481858441646,1038.7971772639589]
[null,0.64300000000000002,557.19209676557216,1039.9990421888849]
[null,0.64400000000000002,557.94906388083791,1041.1998459352164]
[null,0.64500000000000002,558.70572005798988,1042.3995894399147]
[null,0.64600000000000002,559.46206542475147,1043.5982736391124]
[null,0.64700000000000002,560.21810010879392,1044.7958994681169]
[null,0.64800000000000002,560.9738242377357,1045.9924678614082]
[null,0.64900000000000002,561.72923793914299,1047.1879797526424]
[null,0.65,562.4843413405298,1048.3824360746514]
[null,0.65100000000000002,563.23913456935725,1049.5758377594425]
[null,0.65200000000000002,563.99361775303464,1050.7681857382008]
[null,0.65300000000000002,564.74779101891852,1051.9594809412888]
[null,0.65400000000000003,565.50165449431347,1053.149724298248]
[null,0.65500000000000003,566.25520830647156,1054.3389167377984]
[null,0.65600000000000003,567.00845258259244,1055.5270591878411]
[null,0.65700000000000003,567.76138744982416,1056.7141525754571]
[null,0.65800000000000003,568.51401303526154,1057.9001978269091]
[null,0.65900000000000003,569.26632946594827,1059.0851958676415]
[null,0.66,570.01833686887494,1060.2691476222824]
[null,0.66100000000000003,570.77003537098051,1061.452054014643]
[null,0.66200000000000003,571.52142509915166,1062.6339159677188]
[null,0.66300000000000003,572.27250618022299,1063.8147344036909]
[null,0.66400000000000003,573.02327874097682,1064.9945102439253]
[null,0.66500000000000004,573.77374290814362,1066.1732444089751]
[null,0.66600000000000004,574.52389880840167,1067.3509378185804]
[null,0.66700000000000004,575.27374656837731,1068.5275913916694]
[null,0.66800000000000004,576.02328631464468,1069.7032060463587]
[null,0.66900000000000004,576.77251817372621,1070.8777826999542]
[null,0.67,577.52144227209203,1072.0513222689524]
[null,0.67100000000000004,578.27005873616065,1073.2238256690398]
[null,0.67200000000000004,579.01836769229828,1074.3952938150949]
[null,0.67300000000000004,579.76636926681977,1075.5657276211884]
[null,0.67400000000000004,580.51406358598763,1076.7351280005839]
[null,0.67500000000000004,581.26145077601257,1077.9034958657387]
[null,0.67600000000000005,582.00853096305343,1079.0708321283039]
[null,0.67700000000000005,582.75530427321723,1080.2371376991268]
[null,0.67800000000000005,583.50177083255983,1081.4024134882491]
[null,0.67900000000000005,584.24793076708409,1082.5666604049097]
[null,0.68,584.99378420274206,1083.7298793575451]
[null,0.68100000000000005,585.73933126543375,1084.8920712537888]
[null,0.68200000000000005,586.48457208100751,1086.0532370004739]
[null,0.68300000000000005,587.22950677525989,1087.213377503632]
[null,0.68400000000000005,587.97413547393592,1088.3724936684946]
[null,0.68500000000000005,588.71845830272866,1089.5305863994952]
[null,0.68600000000000005,589.46247538728005,1090.687656600267]
[null,0.68700000000000006,590.20618685318004,1091.8437051736469]
[null,0.68800000000000006,590.9495928259671,1092.9987330216736]
[null,0.68900000000000006,591.69269343112808,1094.1527410455899]
[null,0.69000000000000006,592.43548879409832,1095.3057301458425]
[null,0.69100000000000006,593.17797904026168,1096.4577012220834]
[null,0.69200000000000006,593.9201642949505,1097.6086551731703]
[null,0.69300000000000006,594.66204468344563,1098.7585928971666]
[null,0.69400000000000006,595.40362033097631,1099.9075152913433]
[null,0.69500000000000006,596.14489136272061,1101.055423252179]
[null,0.69600000000000006,596.885857903805,1102.2023176753614]
[null,0.69700000000000006,597.62652007930467,1103.3481994557862]
[null,0.69800000000000006,598.36687801424318,1104.4930694875595]
[null,0.69900000000000007,599.10693183359308,1105.6369286639986]
[null,0.70000000000000007,599.8466816622755,1106.7797778776307]
[null,0.70100000000000007,600.58612762515986,1107.9216180201965]
[null,0.70200000000000007,601.32526984706487,1109.0624499826481]
[null,0.70300000000000007,602.06410845275764,1110.2022746551513]
[null,0.70399999999999996,602.8026435669542,1111.3410929270863]
[null,0.70499999999999996,603.54087531431901,1112.4789056870475]
[null,0.70599999999999996,604.27880381946568,1113.615713822845]
[null,0.70699999999999996,605.01642920695633,1114.751518221505]
[null,0.70799999999999996,605.75375160130238,1115.8863197692706]
[null,0.70899999999999996,606.49077112696386,1117.0201193516023]
[null,0.71,607.2274879083493,1118.1529178531787]
[null,0.71099999999999997,607.96390206981675,1119.2847161578973]
[null,0.71199999999999997,608.70001373567266,1120.4155151488751]
[null,0.71299999999999997,609.43582303017274,1121.5453157084498]
[null,0.71399999999999997,610.17133007752159,1122.6741187181799]
[null,0.71499999999999997,610.90653500187273,1123.8019250588445]
[null,0.71599999999999997,611.64143792732875,1124.9287356104467]
[null,0.71699999999999997,612.37603897794122,1126.0545512522117]
[null,0.71799999999999997,613.11033827771075,1127.179372862588]
[null,0.71899999999999997,613.84433595058715,1128.3032013192496]
[null,0.72,614.57803212046895,1129.4260374990943]
[null,0.72099999999999997,615.31142691120431,1130.5478822782466]
[null,0.72199999999999998,616.04452044659001,1131.668736532057]
[null,0.72299999999999998,616.77731285037225,1132.7886011351036]
[null,0.72399999999999998,617.5098042462464,1133.9074769611914]
[null,0.72499999999999998,618.24199475785701,1135.0253648833548]
[null,0.72599999999999998,618.97388450879782,1136.1422657738565]
[null,0.72699999999999998,619.70547362261175,1137.25818050419]
[null,0.72799999999999998,620.43676222279089,1138.3731099450786]
[null,0.72899999999999998,621.16775043277676,1139.487054966477]
[null,0.73,621.89843837596027,1140.6000164375719]
[null,0.73099999999999998,622.62882617568141,1141.7119952267824]
[null,0.73199999999999998,623.35891395522958,1142.8229922017608]
[null,0.73299999999999998,624.08870183784381,1143.9330082293936]
[null,0.73399999999999999,624.81818994671187,1145.0420441758015]
[null,0.73499999999999999,625.54737840497171,1146.1501009063406]
[null,0.73599999999999999,626.27626733570992,1147.2571792856033]
[null,0.73699999999999999,627.00485686196328,1148.3632801774183]
[null,0.73799999999999999,627.73314710671741,1149.4684044448516]
[null,0.73899999999999999,628.4611381929077,1150.5725529502067]
[null,0.74,629.18883024341915,1151.6757265550266]
[null,0.74099999999999999,629.91622338108618,1152.7779261200931]
[null,0.74199999999999999,630.64331772869241,1153.879152505428]
[null,0.74299999999999999,631.37011340897163,1154.9794065702943]
[null,0.74399999999999999,632.09661054460673,1156.0786891731952]
[null,0.745,632.82280925823068,1157.1770011718772]
[null,0.746,633.54870967242539,1158.2743434233284]
[null,0.747,634.27431190972311,1159.3707167837804]
[null,0.748,634.99961609260538,1160.4661221087094]
[null,0.749,635.72462234350337,1161.5605602528358]
[null,0.75,636.44933078479835,1162.6540320701256]
[null,0.751,637.17374153882088,1163.7465384137902]
[null,0.752,637.89785472785172,1164.8380801362882]
[null,0.753,638.62167047412072,1165.9286580893256]
[null,0.754,639.34518889980836,1167.0182731238563]
[null,0.755,640.06841012704444,1168.106926090082]
[null,0.75600000000000001,640.7913342779085,1169.1946178374556]
[null,0.75700000000000001,641.51396147443018,1170.2813492146781]
[null,0.75800000000000001,642.23629183858884,1171.3671210697023]
[null,0.75900000000000001,642.95832549231386,1172.4519342497315]
[null,0.76,643.68006255748469,1173.5357896012215]
[null,0.76100000000000001,644.4015031559303,1174.6186879698807]
[null,0.76200000000000001,645.12264740942965,1175.7006302006707]
[null,0.76300000000000001,645.84349543971223,1176.781617137807]
[null,0.76400000000000001,646.56404736845707,1177.8616496247598]
[null,0.76500000000000001,647.28430331729317,1178.9407285042541]
[null,0.76600000000000001,648.00426340779984,1180.0188546182717]
[null,0.76700000000000002,648.72392776150627,1181.0960288080505]
[null,0.76800000000000002,649.44329649989163,1182.1722519140853]
[null,0.76900000000000002,650.1623697443855,1183.2475247761292]
[null,0.77,650.88114761636712,1184.3218482331943]
[null,0.77100000000000002,651.59963023716671,1185.395223123551]
[null,0.77200000000000002,652.31781772806369,1186.4676502847294]
[null,0.77300000000000002,653.03571021028813,1187.5391305535215]
[null,0.77400000000000002,653.75330780502031,1188.609664765979]
[null,0.77500000000000002,654.47061063339061,1189.6792537574165]
[null,0.77600000000000002,655.1876188164797,1190.7478983624103]
[null,0.77700000000000002,655.90433247531871,1191.8155994147999]
[null,0.77800000000000002,656.62075173088874,1192.882357747689]
[null,0.77900000000000003,657.33687670412121,1193.9481741934458]
[null,0.78,658.05270751589819,1195.0130495837025]
[null,0.78100000000000003,658.76824428705186,1196.076984749358]
[null,0.78200000000000003,659.48348713836469,1197.1399805205779]
[null,0.78300000000000003,660.19843619056962,1198.2020377267936]
[null,0.78400000000000003,660.91309156435022,1199.2631571967049]
[null,0.78500000000000003,661.62745338034006,1200.3233397582801]
[null,0.78600000000000003,662.34152175912357,1201.3825862387557]
[null,0.78700000000000003,663.05529682123529,1202.4408974646387]
[null,0.78800000000000003,663.76877868716053,1203.4982742617053]
[null,0.78900000000000003,664.48196747733493,1204.5547174550038]
[null,0.79,665.19486331214478,1205.6102278688531]
[null,0.79100000000000004,665.9074663119269,1206.6648063268447]
[null,0.79200000000000004,666.61977659696845,1207.7184536518425]
[null,0.79300000000000004,667.33179428750748,1208.7711706659845]
[null,0.79400000000000004,668.04351950373268,1209.8229581906821]
[null,0.79500000000000004,668.75495236578308,1210.873817046622]
[null,0.79600000000000004,669.46609299374848,1211.9237480537661]
[null,0.79700000000000004,670.17694150766954,1212.972752031352]
[null,0.79800000000000004,670.88749802753728,1214.0208297978947]
[null,0.79900000000000004,671.5977626732938,1215.0679821711858]
[null,0.8,672.30773556483166,1216.1142099682952]
[null,0.80100000000000005,673.01741682199417,1217.1595140055711]
[null,0.80200000000000005,673.72680656457567,1218.2038950986409]
[null,0.80300000000000005,674.43590491232112,1219.2473540624126]
[null,0.80400000000000005,675.14471198492595,1220.2898917110731]
[null,0.80500000000000005,675.85322790203713,1221.3315088580925]
[null,0.80600000000000005,676.56145278325175,1222.3722063162211]
[null,0.80700000000000005,677.26938674811856,1223.4119848974922]
[null,0.80800000000000005,677.97702991613653,1224.4508454132215]
[null,0.80900000000000005,678.68438240675584,1225.4887886740089]
[null,0.81,679.39144433937759,1226.5258154897392]
[null,0.81100000000000005,680.09821583335372,1227.5619266695808]
[null,0.81200000000000006,680.80469700798722,1228.5971230219886]
[null,0.81300000000000006,681.51088798253215,1229.6314053547032]
[null,0.81400000000000006,682.21678887619362,1230.6647744747522]
[null,0.81500000000000006,682.92239980812747,1231.6972311884508]
[null,0.81600000000000006,683.62772089744101,1232.7287763014015]
[null,0.81700000000000006,684.33275226319222,1233.7594106184965]
[null,0.81800000000000006,685.03749402439041,1234.7891349439174]
[null,0.81900000000000006,685.74194629999579,1235.8179500811343]
[null,0.82000000000000006,686.44610920892023,1236.8458568329095]
[null,0.82100000000000006,687.14998287002618,1237.8728560012955]
[null,0.82200000000000006,687.85356740212751,1238.8989483876371]
[null,0.82300000000000006,688.55686292398923,1239.9241347925717]
[null,0.82400000000000007,689.25986955432779,1240.9484160160293]
[null,0.82500000000000007,689.9625874118102,1241.9717928572336]
[null,0.82600000000000007,690.66501661505583,1242.9942661147031]
[null,0.82700000000000007,691.36715728263414,1244.0158365862512]
[null,0.82800000000000007,692.06900953306683,1245.0365050689863]
[null,0.82900000000000007,692.7705734848264,1246.0562723593134]
[null,0.83000000000000007,693.47184925633667,1247.0751392529348]
[null,0.83100000000000007,694.17283696597326,1248.0931065448494]
[null,0.83200000000000007,694.87353673206246,1249.1101750293544]
[null,0.83299999999999996,695.57394867288269,1250.1263455000458]
[null,0.83399999999999996,696.27407290666326,1251.1416187498191]
[null,0.83499999999999996,696.97390955158539,1252.1559955708694]
[null,0.83599999999999997,697.67345872578119,1253.1694767546926]
[null,0.83699999999999997,698.37272054733455,1254.1820630920852]
[null,0.83799999999999997,699.07169513428096,1255.1937553731461]
[null,0.83899999999999997,699.77038260460722,1256.2045543872766]
[null,0.84,700.46878307625173,1257.2144609231805]
[null,0.84099999999999997,701.16689666710454,1258.2234757688655]
[null,0.84199999999999997,701.86472349500707,1259.2315997116436]
[null,0.84299999999999997,702.56226367775264,1260.2388335381311]
[null,0.84399999999999997,703.25951733308591,1261.245178034251]
[null,0.84499999999999997,703.95648457870311,1262.2506339852309]
[null,0.84599999999999997,704.65316553225261,1263.2552021756064]
[null,0.84699999999999998,705.34956031133368,1264.2588833892191]
[null,0.84799999999999998,706.04566903349814,1265.2616784092199]
[null,0.84899999999999998,706.74149181624887,1266.2635880180674]
[null,0.85,707.43702877704084,1267.2646129975287]
[null,0.85099999999999998,708.13228003328072,1268.2647541286824]
[null,0.85199999999999998,708.82724570232665,1269.2640121919155]
[null,0.85299999999999998,709.521925901489,1270.2623879669277]
[null,0.85399999999999998,710.21632074802972,1271.2598822327293]
[null,0.85499999999999998,710.91043035916255,1272.2564957676427]
[null,0.85599999999999998,711.60425485205326,1273.2522293493037]
[null,0.85699999999999998,712.29779434381931,1274.2470837546607]
[null,0.85799999999999998,712.99104895153016,1275.2410597599769]
[null,0.85899999999999999,713.6840187922071,1276.2341581408295]
[null,0.86,714.37670398282364,1277.2263796721113]
[null,0.86099999999999999,715.06910464030489,1278.2177251280309]
[null,0.86199999999999999,715.76122088152783,1279.2081952821129]
[null,0.86299999999999999,716.45305282332185,1280.1977909071991]
[null,0.86399999999999999,717.14460058246823,1281.1865127754495]
[null,0.86499999999999999,717.83586427570003,1282.1743616583415]
[null,0.86599999999999999,718.52684401970259,1283.1613383266715]
[null,0.86699999999999999,719.21753993111327,1284.1474435505561]
[null,0.86799999999999999,719.90795212652154,1285.1326780994307]
[null,0.86899999999999999,720.59808072246892,1286.1170427420527]
[null,0.87,721.28792583544885,1287.1005382464991]
[null,0.871,721.97748758190767,1288.0831653801706]
[null,0.872,722.66676607824286,1289.0649249097885]
[null,0.873,723.35576144080494,1290.0458176013985]
[null,0.874,724.04447378589612,1291.0258442203694]
[null,0.875,724.73290322977107,1292.0050055313943]
[null,0.876,725.42104988863662,1292.9833022984906]
[null,0.877,726.10891387865183,1293.9607352850019]
[null,0.878,726.79649531592838,1294.9373052535977]
[null,0.879,727.48379431652972,1295.9130129662738]
[null,0.88,728.17081099647203,1296.8878591843527]
[null,0.88100000000000001,728.8575454717236,1297.8618446684861]
[null,0.88200000000000001,729.54399785820533,1298.8349701786528]
[null,0.88300000000000001,730.23016827179003,1299.8072364741611]
[null,0.88400000000000001,730.91605682830357,1300.7786443136492]
[null,0.88500000000000001,731.60166364352381,1301.749194455085]
[null,0.88600000000000001,732.286988833181,1302.7188876557666]
[null,0.88700000000000001,732.97203251295821,1303.687724672325]
[null,0.88800000000000001,733.65679479849064,1304.6557062607214]
[null,0.88900000000000001,734.34127580536631,1305.6228331762511]
[null,0.89,735.02547564912527,1306.5891061735413]
[null,0.89100000000000001,735.70939444526073,1307.5545260065537]
[null,0.89200000000000002,736.39303230921803,1308.5190934285838]
[null,0.89300000000000002,737.07638935639511,1309.4828091922625]
[null,0.89400000000000002,737.75946570214262,1310.4456740495552]
[null,0.89500000000000002,738.44226146176391,1311.4076887517647]
[null,0.89600000000000002,739.12477675051503,1312.3688540495293]
[null,0.89700000000000002,739.80701168360451,1313.3291706928253]
[null,0.89800000000000002,740.48896637619328,1314.2886394309662]
[null,0.89900000000000002,741.17064094339537,1315.2472610126042]
[null,0.9,741.85203550027745,1316.2050361857307]
[null,0.90100000000000002,742.533150161859,1317.1619656976761]
[null,0.90200000000000002,743.21398504311196,1318.1180502951115]
[null,0.90300000000000002,743.89454025896134,1319.0732907240485]
[null,0.90400000000000003,744.57481592428485,1320.02768772984]
[null,0.90500000000000003,745.25481215391289,1320.9812420571811]
[null,0.90600000000000003,745.93452906262883,1321.9339544501086]
[null,0.90700000000000003,746.61396676516881,1322.8858256520032]
[null,0.90800000000000003,747.29312537622206,1323.8368564055884]
[null,0.90900000000000003,747.97200501043028,1324.7870474529332]
[null,0.91,748.65060578238854,1325.7363995354499]
[null,0.91100000000000003,749.32892780664429,1326.6849133938972]
[null,0.91200000000000003,750.00697119769882,1327.6325897683798]
[null,0.91300000000000003,750.68473607000521,1328.5794293983479]
[null,0.91400000000000003,751.36222253797052,1329.5254330225998]
[null,0.91500000000000004,752.03943071595438,1330.4706013792811]
[null,0.91600000000000004,752.71636071826958,1331.4149352058855]
[null,0.91700000000000004,753.39301265918141,1332.3584352392561]
[null,0.91800000000000004,754.06938665290932,1333.3011022155852]
[null,0.91900000000000004,754.74548281362479,1334.2429368704143]
[null,0.92,755.42130125545293,1335.1839399386365]
[null,0.92100000000000004,756.09684209247212,1336.1241121544956]
[null,0.92200000000000004,756.7721054387132,1337.0634542515872]
[null,0.92300000000000004,757.44709140816076,1338.0019669628589]
[null,0.92400000000000004,758.12180011475232,1338.9396510206116]
[null,0.92500000000000004,758.79623167237889,1339.8765071564992]
[null,0.92600000000000005,759.47038619488433,1340.81253610153]
[null,0.92700000000000005,760.14426379606607,1341.7477385860664]
[null,0.92800000000000005,760.8178645896744,1342.6821153398262]
[null,0.92900000000000005,761.49118868941332,1343.6156670918829]
[null,0.93,762.16423620893943,1344.5483945706665]
[null,0.93100000000000005,762.83700726186362,1345.480298503963]
[null,0.93200000000000005,763.50950196174961,1346.411379618917]
[null,0.93300000000000005,764.18172042211404,1347.3416386420299]
[null,0.93400000000000005,764.85366275642787,1348.2710762991626]
[null,0.93500000000000005,765.52532907811462,1349.1996933155342]
[null,0.93600000000000005,766.19671950055147,1350.1274904157244]
[null,0.93700000000000006,766.86783413706939,1351.0544683236728]
[null,0.93800000000000006,767.53867310095222,1351.9806277626794]
[null,0.93900000000000006,768.20923650543784,1352.9059694554062]
[null,0.94000000000000006,768.87952446371708,1353.8304941238764]
[null,0.94100000000000006,769.5495370889347,1354.7542024894763]
[null,0.94200000000000006,770.21927449418854,1355.6770952729551]
[null,0.94300000000000006,770.88873679253049,1356.5991731944255]
[null,0.94400000000000006,771.55792409696573,1357.5204369733644]
[null,0.94500000000000006,772.22683652045293,1358.4408873286136]
[null,0.94600000000000006,772.89547417590427,1359.3605249783802]
[null,0.94700000000000006,773.56383717618633,1360.279350640237]
[null,0.94800000000000006,774.23192563411817,1361.1973650311234]
[null,0.94900000000000007,774.89973966247351,1362.114568867345]
[null,0.95000000000000007,775.56727937397909,1363.0309628645766]
[null,0.95100000000000007,776.23454488131563,1363.9465477378594]
[null,0.95200000000000007,776.90153629711756,1364.8613242016045]
[null,0.95300000000000007,777.56825373397305,1365.7752929695914]
[null,0.95400000000000007,778.23469730442389,1366.6884547549696]
[null,0.95500000000000007,778.90086712096581,1367.6008102702592]
[null,0.95600000000000007,779.56676329604818,1368.5123602273509]
[null,0.95700000000000007,780.23238594207419,1369.4231053375065]
[null,0.95800000000000007,780.89773517140088,1370.3330463113612]
[null,0.95900000000000007,781.56281109633949,1371.242183858921]
[null,0.96,782.22761382915439,1372.1505186895656]
[null,0.96099999999999997,782.89214348206463,1373.0580515120494]
[null,0.96199999999999997,783.5564001672426,1373.9647830344991]
[null,0.96299999999999997,784.22038399681469,1374.8707139644182]
[null,0.96399999999999997,784.88409508286134,1375.7758450086835]
[null,0.96499999999999997,785.54753353741705,1376.6801768735497]
[null,0.96599999999999997,786.2106994724702,1377.5837102646467]
[null,0.96699999999999997,786.87359299996331,1378.4864458869808]
[null,0.96799999999999997,787.53621423179266,1379.3883844449372]
[null,0.96899999999999997,788.19856327980847,1380.2895266422786]
[null,0.97,788.86064025581561,1381.1898731821459]
[null,0.97099999999999997,789.52244527157234,1382.0894247670599]
[null,0.97199999999999998,790.18397843879154,1382.9881820989206]
[null,0.97299999999999998,790.84523986913985,1383.8861458790084]
[null,0.97399999999999998,791.50622967423794,1384.7833168079846]
[null,0.97499999999999998,792.16694796566117,1385.679695585892]
[null,0.97599999999999998,792.82739485493892,1386.5752829121545]
[null,0.97699999999999998,793.48757045355421,1387.4700794855796]
[null,0.97799999999999998,794.14747487294483,1388.3640860043572]
[null,0.97899999999999998,794.8071082245026,1389.2573031660604]
[null,0.98,795.46647061957356,1390.1497316676466]
[null,0.98099999999999998,796.12556216945825,1391.0413722054589]
[null,0.98199999999999998,796.78438298541096,1391.9322254752237]
[null,0.98299999999999998,797.44293317864083,1392.8222921720546]
[null,0.98399999999999999,798.10121286031108,1393.7115729904506]
[null,0.98499999999999999,798.75922214153934,1394.6000686242978]
[null,0.98599999999999999,799.41696113339731,1395.4877797668698]
[null,0.98699999999999999,800.07442994691166,1396.3747071108278]
[null,0.98799999999999999,800.73162869306282,1397.2608513482219]
[null,0.98899999999999999,801.38855748278604,1398.1462131704905]
[null,0.99,802.04521642697068,1399.0307932684616]
[null,0.99099999999999999,802.70160563646095,1399.9145923323538]
[null,0.99199999999999999,803.35772522205525,1400.7976110517757]
[null,0.99299999999999999,804.01357529450661,1401.6798501157273]
[null,0.99399999999999999,804.66915596452236,1402.5613102126003]
[null,0.995,805.32446734276448,1403.441992030178]
[null,0.996,805.97950953984957,1404.3218962556375]
[null,0.997,806.63428266634878,1405.2010235755486]
[null,0.998,807.28878683278776,1406.0793746758743]
[null,0.999,807.94302214964659,1406.9569502419727]
[null,1,808.59698872736055,1407.8337509585967]
[null,1.0010000000000001,809.25068667631876,1408.7097775098944]
[null,1.002,809.90411610686556,1409.5850305794097]
[null,1.0030000000000001,810.55727712929979,1410.4595108500837]
[null,1.004,811.21016985387519,1411.3332190042534]
[null,1.0050000000000001,811.86279439079965,1412.2061557236539]
[null,1.006,812.51515085023641,1413.0783216894188]
[null,1.0070000000000001,813.16723934230333,1413.9497175820793]
[null,1.008,813.81905997707258,1414.8203440815669]
[null,1.0090000000000001,814.47061286457176,1415.6902018672122]
[null,1.01,815.12189811478288,1416.5592916177452]
[null,1.0110000000000001,815.77291583764293,1417.4276140112977]
[null,1.012,816.42366614304342,1418.295169725403]
[null,1.0130000000000001,817.0741491408312,1419.1619594369947]
[null,1.014,817.7243649408075,1420.0279838224099]
[null,1.0150000000000001,818.37431365272892,1420.8932435573886]
[null,1.016,819.02399538630698,1421.7577393170734]
[null,1.0170000000000001,819.67341025120777,1422.6214717760113]
[null,1.018,820.32255835705234,1423.4844416081532]
[null,1.0190000000000001,820.97143981341696,1424.3466494868562]
[null,1.02,821.62005472983276,1425.2080960848814]
[null,1.0210000000000001,822.26840321578584,1426.0687820743963]
[null,1.022,822.91648538071752,1426.9287081269754]
[null,1.0230000000000001,823.56430133402398,1427.7878749136]
[null,1.024,824.2118511850565,1428.6462831046588]
[null,1.0249999999999999,824.85913504312157,1429.5039333699488]
[null,1.026,825.50615301748076,1430.360826378675]
[null,1.0269999999999999,826.15290521735039,1431.2169627994529]
[null,1.028,826.79939175190236,1432.0723433003056]
[null,1.0289999999999999,827.44561273026363,1432.9269685486686]
[null,1.03,828.09156826151604,1433.7808392113864]
[null,1.0309999999999999,828.73725845469721,1434.6339559547157]
[null,1.032,829.38268341879927,1435.4863194443242]
[null,1.0329999999999999,830.02784326277015,1436.3379303452928]
[null,1.034,830.67273809551261,1437.1887893221137]
[null,1.0349999999999999,831.317368025885,1438.0388970386944]
[null,1.036,831.96173316270085,1438.8882541583546]
[null,1.0369999999999999,832.60583361472879,1439.7368613438284]
[null,1.038,833.24966949069335,1440.584719257266]
[null,1.0389999999999999,833.89324089927356,1441.4318285602315]
[null,1.04,834.53654794910437,1442.2781899137055]
[null,1.0409999999999999,835.17959074877604,1443.1238039780853]
[null,1.042,835.82236940683401,1443.9686714131849]
[null,1.0429999999999999,836.46488403177966,1444.8127928782355]
[null,1.044,837.10713473206908,1445.6561690318861]
[null,1.0449999999999999,837.74912161611428,1446.4988005322045]
[null,1.046,838.39084479228256,1447.3406880366774]
[null,1.0469999999999999,839.0323043688968,1448.1818322022114]
[null,1.048,839.67350045423541,1449.0222336851321]
[null,1.0489999999999999,840.31443315653212,1449.8618931411863]
[null,1.05,840.95510258397667,1450.7008112255419]
[null,1.0509999999999999,841.59550884471355,1451.5389885927877]
[null,1.052,842.2356520468436,1452.3764258969354]
[null,1.0529999999999999,842.87553229842285,1453.2131237914182]
[null,1.054,843.51514970746302,1454.0490829290932]
[null,1.0549999999999999,844.1545043819317,1454.8843039622407]
[null,1.056,844.79359642975191,1455.718787542565]
[null,1.0569999999999999,845.43242595880224,1456.5525343211955]
[null,1.0580000000000001,846.07099307691692,1457.3855449486862]
[null,1.0589999999999999,846.70929789188642,1458.217820075017]
[null,1.06,847.34734051145642,1459.0493603495934]
[null,1.0609999999999999,847.98512104332838,1459.8801664212481]
[null,1.0620000000000001,848.62263959515974,1460.7102389382401]
[null,1.0629999999999999,849.25989627456352,1461.5395785482572]
[null,1.0640000000000001,849.89689118910871,1462.3681858984144]
[null,1.0649999999999999,850.53362444632,1463.1960616352562]
[null,1.0660000000000001,851.17009615367806,1464.0232064047548]
[null,1.0669999999999999,851.80630641861899,1464.8496208523134]
[null,1.0680000000000001,852.44225534853513,1465.6753056227649]
[null,1.069,853.07794305077459,1466.5002613603726]
[null,1.07,853.71336963264173,1467.3244887088315]
[null,1.071,854.3485352013962,1468.1479883112677]
[null,1.0720000000000001,854.98343986425414,1468.9707608102397]
[null,1.073,855.61808372838721,1469.7928068477386]
[null,1.0740000000000001,856.25246690092342,1470.614127065189]
[null,1.075,856.8865894889467,1471.4347221034484]
[null,1.0760000000000001,857.52045159949694,1472.2545926028092]
[null,1.077,858.15405333956971,1473.073739202998]
[null,1.0780000000000001,858.78739481611706,1473.8921625431772]
[null,1.079,859.42047613604711,1474.7098632619436]
[null,1.08,860.05329740622403,1475.5268419973313]
[null,1.081,860.68585873346774,1476.3430993868112]
[null,1.0820000000000001,861.31816022455507,1477.1586360672902]
[null,1.083,861.95020198621796,1477.9734526751135]
[null,1.0840000000000001,862.58198412514514,1478.7875498460646]
[null,1.085,863.2135067479818,1479.6009282153655]
[null,1.0860000000000001,863.84476996132832,1480.4135884176774]
[null,1.087,864.47577387174249,1481.225531087101]
[null,1.0880000000000001,865.10651858573726,1482.0367568571771]
[null,1.089,865.73700420978253,1482.8472663608873]
[null,1.0900000000000001,866.36723085030428,1483.6570602306538]
[null,1.091,866.99719861368476,1484.466139098341]
[null,1.0920000000000001,867.62690760626231,1485.2745035952555]
[null,1.093,868.25635793433207,1486.0821543521461]
[null,1.0940000000000001,868.88554970414498,1486.8890919992043]
[null,1.095,869.5144830219084,1487.6953171660666]
[null,1.0960000000000001,870.14315799378664,1488.5008304818116]
[null,1.097,870.77157472590011,1489.305632574964]
[null,1.0980000000000001,871.39973332432498,1490.109724073493]
[null,1.099,872.02763389509482,1490.9131056048132]
[null,1.1000000000000001,872.65527654419907,1491.7157777957857]
[null,1.101,873.28266137758362,1492.5177412727176]
[null,1.1020000000000001,873.90978850115141,1493.3189966613629]
[null,1.103,874.53665802076114,1494.1195445869241]
[null,1.1040000000000001,875.16327004222842,1494.9193856740505]
[null,1.105,875.78962467132556,1495.7185205468409]
[null,1.1060000000000001,876.41572201378085,1496.5169498288419]
[null,1.107,877.04156217527975,1497.3146741430503]
[null,1.1080000000000001,877.66714526146393,1498.1116941119126]
[null,1.109,878.29247137793163,1498.9080103573265]
[null,1.1100000000000001,878.91754063023814,1499.7036235006392]
[null,1.111,879.54235312389505,1500.4985341626505]
[null,1.1120000000000001,880.16690896437058,1501.2927429636109]
[null,1.113,880.79120825708981,1502.0862505232244]
[null,1.1140000000000001,881.41525110743441,1502.8790574606469]
[null,1.115,882.03903762074287,1503.6711643944889]
[null,1.1160000000000001,882.66256790231046,1504.4625719428134]
[null,1.117,883.28584205738855,1505.2532807231382]
[null,1.1180000000000001,883.90886019118614,1506.043291352436]
[null,1.119,884.53162240886854,1506.8326044471339]
[null,1.1200000000000001,885.15412881555824,1507.6212206231162]
[null,1.121,885.77637951633403,1508.4091404957223]
[null,1.1220000000000001,886.39837461623188,1509.1963646797487]
[null,1.123,887.02011422024441,1509.9828937894488]
[null,1.1240000000000001,887.64159843332141,1510.768728438534]
[null,1.125,888.26282736036933,1511.5538692401733]
[null,1.1260000000000001,888.88380110625178,1512.3383168069952]
[null,1.127,889.50451977578882,1513.1220717510864]
[null,1.1280000000000001,890.12498347375788,1513.9051346839935]
[null,1.129,890.74519230489307,1514.6875062167235]
[null,1.1300000000000001,891.36514637388564,1515.469186959743]
[null,1.131,891.9848457853841,1516.2501775229805]
[null,1.1320000000000001,892.60429064399318,1517.0304785158257]
[null,1.133,893.22348105427557,1517.8100905471301]
[null,1.1340000000000001,893.84241712075027,1518.5890142252072]
[null,1.135,894.46109894789379,1519.3672501578349]
[null,1.1360000000000001,895.07952664013976,1520.1447989522524]
[null,1.137,895.69770030187863,1520.9216612151642]
[null,1.1380000000000001,896.31562003745807,1521.697837552739]
[null,1.139,896.93328595118271,1522.4733285706095]
[null,1.1400000000000001,897.55069814731473,1523.2481348738745]
[null,1.141,898.16785673007337,1524.0222570670978]
[null,1.1420000000000001,898.78476180363475,1524.7956957543104]
[null,1.143,899.40141347213273,1525.5684515390087]
[null,1.1440000000000001,900.01781183965784,1526.3405250241574]
[null,1.145,900.63395701025797,1527.1119168121879]
[null,1.1460000000000001,901.24984908793874,1527.8826275050003]
[null,1.147,901.86548817666232,1528.6526577039631]
[null,1.1480000000000001,902.48087438034895,1529.4220080099135]
[null,1.149,903.09600780287553,1530.190679023159]
[null,1.1500000000000001,903.71088854807658,1530.9586713434765]
[null,1.151,904.3255167197442,1531.7259855701129]
[null,1.1520000000000001,904.93989242162718,1532.4926223017872]
[null,1.153,905.55401575743247,1533.2585821366881]
[null,1.1539999999999999,906.16788683082382,1534.023865672478]
[null,1.155,906.78150574542269,1534.7884735062901]
[null,1.1559999999999999,907.39487260480792,1535.5524062347313]
[null,1.157,908.00798751251614,1536.3156644538808]
[null,1.1579999999999999,908.62085057204069,1537.0782487592926]
[null,1.159,909.23346188683297,1537.8401597459942]
[null,1.1599999999999999,909.8458215603016,1538.6013980084876]
[null,1.161,910.45792969581316,1539.3619641407504]
[null,1.1619999999999999,911.06978639669148,1540.1218587362357]
[null,1.163,911.68139176621753,1540.8810823878721]
[null,1.1639999999999999,912.29274590763055,1541.639635688065]
[null,1.165,912.90384892412703,1542.3975192286969]
[null,1.1659999999999999,913.51470091886142,1543.1547336011272]
[null,1.167,914.12530199494506,1543.9112793961933]
[null,1.1679999999999999,914.73565225544769,1544.6671572042121]
[null,1.169,915.34575180339618,1545.4223676149775]
[null,1.17,915.95560074177547,1546.1769112177635]
[null,1.171,916.56519917352807,1546.9307886013237]
[null,1.1719999999999999,917.17454720155399,1547.6840003538923]
[null,1.173,917.78364492871128,1548.4365470631833]
[null,1.1739999999999999,918.39249245781559,1549.1884293163926]
[null,1.175,919.00108989164028,1549.9396477001965]
[null,1.1759999999999999,919.60943733291663,1550.6902028007551]
[null,1.177,920.21753488433353,1551.4400952037095]
[null,1.1779999999999999,920.82538264853815,1552.1893254941838]
[null,1.179,921.43298072813468,1552.9378942567862]
[null,1.18,922.04032922568615,1553.6858020756079]
[null,1.181,922.64742824371274,1554.4330495342253]
[null,1.1819999999999999,923.25427788469267,1555.1796372156984]
[null,1.1830000000000001,923.86087825106222,1555.9255657025735]
[null,1.1839999999999999,924.46722944521548,1556.6708355768822]
[null,1.1850000000000001,925.07333156950449,1557.4154474201412]
[null,1.1859999999999999,925.67918472623933,1558.1594018133551]
[null,1.1870000000000001,926.2847890176879,1558.9026993370155]
[null,1.1879999999999999,926.89014454607604,1559.6453405711004]
[null,1.1890000000000001,927.49525141358811,1560.3873260950768]
[null,1.19,928.1001097223658,1561.1286564878988]
[null,1.1910000000000001,928.70471957450923,1561.8693323280106]
[null,1.1919999999999999,929.30908107207665,1562.6093541933451]
[null,1.1930000000000001,929.91319431708416,1563.3487226613247]
[null,1.194,930.51705941150612,1564.0874383088624]
[null,1.1950000000000001,931.12067645727473,1564.8255017123618]
[null,1.196,931.72404555628077,1565.5629134477172]
[null,1.1970000000000001,932.32716681037277,1566.299674090315]
[null,1.198,932.93004032135752,1567.0357842150324]
[null,1.1990000000000001,933.5326661910002,1567.7712443962405]
[null,1.2,934.13504452102404,1568.5060552078021]
[null,1.2010000000000001,934.73717541311032,1569.2402172230743]
[null,1.202,935.33905896889871,1569.9737310149073]
[null,1.2030000000000001,935.94069528998727,1570.7065971556451]
[null,1.204,936.54208447793201,1571.4388162171276]
[null,1.2050000000000001,937.14322663424741,1572.1703887706888]
[null,1.206,937.74412186040649,1572.9013153871585]
[null,1.2070000000000001,938.34477025784008,1573.6315966368627]
[null,1.208,938.94517192793774,1574.3612330896237]
[null,1.2090000000000001,939.54532697204706,1575.0902253147601]
[null,1.21,940.14523549147452,1575.8185738810889]
[null,1.2110000000000001,940.74489758748427,1576.5462793569243]
[null,1.212,941.34431336129944,1577.273342310079]
[null,1.2130000000000001,941.94348291410154,1577.9997633078633]
[null,1.214,942.54240634703012,1578.7255429170882]
[null,1.2150000000000001,943.14108376118327,1579.4506817040628]
[null,1.216,943.73951525761811,1580.1751802345971]
[null,1.2170000000000001,944.33770093734972,1580.8990390740016]
[null,1.218,944.93564090135169,1581.622258787087]
[null,1.2190000000000001,945.53333525055632,1582.3448399381653]
[null,1.22,946.13078408585443,1583.0667830910509]
[null,1.2210000000000001,946.72798750809534,1583.7880888090599]
[null,1.222,947.32494561808699,1584.5087576550113]
[null,1.2230000000000001,947.92165851659581,1585.2287901912271]
[null,1.224,948.51812630434699,1585.9481869795325]
[null,1.2250000000000001,949.11434908202421,1586.6669485812567]
[null,1.226,949.71032695026997,1587.3850755572341]
[null,1.2270000000000001,950.3060600096851,1588.1025684678027]
[null,1.228,950.90154836082934,1588.8194278728063]
[null,1.2290000000000001,951.49679210422119,1589.5356543315945]
[null,1.23,952.09179134033786,1590.2512484030233]
[null,1.2310000000000001,952.68654616961499,1590.9662106454546]
[null,1.232,953.28105669244724,1591.680541616757]
[null,1.2330000000000001,953.87532300918792,1592.3942418743081]
[null,1.234,954.46934522014942,1593.1073119749917]
[null,1.2350000000000001,955.06312342560227,1593.8197524752009]
[null,1.236,955.65665772577631,1594.5315639308376]
[null,1.2370000000000001,956.24994822086035,1595.2427468973115]
[null,1.238,956.84299501100168,1595.9533019295434]
[null,1.2390000000000001,957.43579819630634,1596.6632295819641]
[null,1.24,958.02835787683966,1597.372530408514]
[null,1.2410000000000001,958.62067415262584,1598.0812049626445]
[null,1.242,959.21274712364766,1598.7892537973194]
[null,1.2430000000000001,959.804576889847,1599.4966774650127]
[null,1.244,960.3961635511248,1600.203476517712]
[null,1.2450000000000001,960.98750720734051,1600.9096515069166]
[null,1.246,961.57860795831346,1601.6152029836394]
[null,1.2470000000000001,962.16946590382111,1602.3201314984065]
[null,1.248,962.76008114360025,1603.0244376012577]
[null,1.2490000000000001,963.35045377734684,1603.7281218417481]
[null,1.25,963.94058390471571,1604.431184768946]
[null,1.2510000000000001,964.53047162532084,1605.1336269314365]
[null,1.252,965.12011703873509,1605.8354488773198]
[null,1.2530000000000001,965.7095202444907,1606.5366511542113]
[null,1.254,966.29868134207891,1607.2372343092441]
[null,1.2550000000000001,966.88760043094999,1607.9371988890675]
[null,1.256,967.47627761051342,1608.6365454398485]
[null,1.2570000000000001,968.06471298013821,1609.3352745072714]
[null,1.258,968.65290663915164,1610.0333866365393]
[null,1.2590000000000001,969.24085868684131,1610.7308823723736]
[null,1.26,969.82856922245344,1611.4277622590146]
[null,1.2610000000000001,970.41603834519321,1612.1240268402223]
[null,1.262,971.0032661542258,1612.8196766592769]
[null,1.2630000000000001,971.59025274867497,1613.5147122589776]
[null,1.264,972.17699822762393,1614.2091341816463]
[null,1.2650000000000001,972.76350269011562,1614.9029429691243]
[null,1.266,973.34976623515161,1615.5961391627757]
[null,1.2670000000000001,973.93578896169345,1616.2887233034855]
[null,1.268,974.52157096866154,1616.9806959316625]
[null,1.2690000000000001,975.10711235493602,1617.6720575872368]
[null,1.27,975.69241321935613,1618.3628088096632]
[null,1.2710000000000001,976.27747366072072,1619.0529501379197]
[null,1.272,976.86229377778795,1619.7424821105076]
[null,1.2730000000000001,977.44687366927542,1620.431405265454]
[null,1.274,978.03121343386022,1621.1197201403099]
[null,1.2750000000000001,978.61531317017875,1621.8074272721524]
[null,1.276,979.19917297682719,1622.4945271975839]
[null,1.2770000000000001,979.78279295236075,1623.1810204527337]
[null,1.278,980.36617319529478,1623.8669075732569]
[null,1.2790000000000001,980.94931380410389,1624.5521890943364]
[null,1.28,981.5322148772218,1625.2368655506816]
[null,1.2809999999999999,982.11487651304242,1625.9209374765305]
[null,1.282,982.69729880991906,1626.6044054056492]
[null,1.2829999999999999,983.27948186616447,1627.2872698713334]
[null,1.284,983.86142578005126,1627.9695314064061]
[null,1.2849999999999999,984.44313064981134,1628.6511905432212]
[null,1.286,985.02459657363659,1629.3322478136627]
[null,1.2869999999999999,985.60582364967831,1630.0127037491436]
[null,1.288,986.18681197604769,1630.6925588806091]
[null,1.2889999999999999,986.76756165081565,1631.3718137385349]
[null,1.29,987.34807277201253,1632.0504688529286]
[null,1.2909999999999999,987.92834543762876,1632.7285247533296]
[null,1.292,988.50837974561421,1633.4059819688102]
[null,1.2929999999999999,989.08817579387858,1634.0828410279751]
[null,1.294,989.66773368029158,1634.7591024589622]
[null,1.2949999999999999,990.24705350268243,1635.4347667894438]
[null,1.296,990.82613535884036,1636.1098345466253]
[null,1.2969999999999999,991.40497934651432,1636.7843062572472]
[null,1.298,991.98358556341316,1637.4581824475849]
[null,1.2989999999999999,992.56195410720545,1638.131463643449]
[null,1.3,993.14008507552012,1638.8041503701861]
[null,1.3009999999999999,993.71797856594537,1639.4762431526781]
[null,1.302,994.29563467602986,1640.1477425153453]
[null,1.3029999999999999,994.87305350328165,1640.8186489821426]
[null,1.304,995.4502351451689,1641.4889630765638]
[null,1.3049999999999999,996.02717969912021,1642.1586853216406]
[null,1.306,996.60388726252359,1642.827816239942]
[null,1.3069999999999999,997.18035793272713,1643.4963563535762]
[null,1.3080000000000001,997.75659180703929,1644.1643061841896]
[null,1.3089999999999999,998.33258898272811,1644.8316662529692]
[null,1.31,998.90834955702223,1645.4984370806412]
[null,1.3109999999999999,999.48387362710957,1646.164619187472]
[null,1.3120000000000001,1000.0591612901389,1646.8302130932689]
[null,1.3129999999999999,1000.6342126432187,1647.4952193173799]
[null,1.3140000000000001,1001.2090277834175,1648.1596383786948]
[null,1.3149999999999999,1001.783606807764,1648.8234707956451]
[null,1.3160000000000001,1002.3579498132473,1649.4867170862042]
[null,1.3169999999999999,1002.9320568968163,1650.1493777678886]
[null,1.3180000000000001,1003.5059281553806,1650.8114533577577]
[null,1.319,1004.0795636858093,1651.4729443724148]
[null,1.32,1004.6529635849321,1652.1338513280061]
[null,1.321,1005.226127949539,1652.7941747402231]
[null,1.3220000000000001,1005.7990568763798,1653.4539151243009]
[null,1.323,1006.3717504621653,1654.113072995021]
[null,1.3240000000000001,1006.9442088035661,1654.7716488667095]
[null,1.325,1007.5164319972126,1655.4296432532383]
[null,1.3260000000000001,1008.0884201396967,1656.087056668026]
[null,1.327,1008.6601733275697,1656.7438896240376]
[null,1.3280000000000001,1009.2316916573437,1657.4001426337854]
[null,1.329,1009.8029752254907,1658.0558162093289]
[null,1.33,1010.3740241284435,1658.710910862276]
[null,1.331,1010.944838462595,1659.3654271037822]
[null,1.3320000000000001,1011.5154183242986,1660.019365444552]
[null,1.333,1012.0857638098686,1660.6727263948394]
[null,1.3340000000000001,1012.6558750155787,1661.325510464447]
[null,1.335,1013.2257520376638,1661.9777181627278]
[null,1.3360000000000001,1013.7953949723193,1662.6293499985854]
[null,1.337,1014.3648039157009,1663.2804064804729]
[null,1.3380000000000001,1014.9339789639246,1663.9308881163963]
[null,1.339,1015.5029202130672,1664.5807954139111]
[null,1.34,1016.0716277591663,1665.2301288801264]
[null,1.341,1016.6401016982193,1665.8788890217018]
[null,1.3420000000000001,1017.2083421261847,1666.5270763448509]
[null,1.343,1017.7763491389815,1667.17469135534]
[null,1.3440000000000001,1018.3441228324889,1667.8217345584885]
[null,1.345,1018.9116633025477,1668.46820645917]
[null,1.3460000000000001,1019.4789706449583,1669.114107561812]
[null,1.347,1020.0460449554822,1669.7594383703972]
[null,1.3480000000000001,1020.6128863298416,1670.4041993884625]
[null,1.349,1021.1794948637192,1671.0483911191009]
[null,1.35,1021.7458706527585,1671.6920140649606]
[null,1.351,1022.3120137925638,1672.3350687282468]
[null,1.3520000000000001,1022.8779243787001,1672.9775556107204]
[null,1.353,1023.4436025066929,1673.6194752137001]
[null,1.3540000000000001,1024.0090482720286,1674.2608280380607]
[null,1.355,1024.5742617701546,1674.9016145842365]
[null,1.3560000000000001,1025.1392430964788,1675.5418353522189]
[null,1.357,1025.7039923463701,1676.1814908415572]
[null,1.3580000000000001,1026.2685096151581,1676.8205815513611]
[null,1.359,1026.8327949981333,1677.459107980299]
[null,1.36,1027.3968485905471,1678.0970706265982]
[null,1.361,1027.9606704876114,1678.7344699880477]
[null,1.3620000000000001,1028.5242607845,1679.3713065619957]
[null,1.363,1029.087619576346,1680.0075808453512]
[null,1.3640000000000001,1029.6507469582452,1680.6432933345857]
[null,1.365,1030.2136430252531,1681.2784445257312]
[null,1.3660000000000001,1030.7763078723865,1681.9130349143823]
[null,1.367,1031.3387415946236,1682.5470649956951]
[null,1.3680000000000001,1031.9009442869021,1683.1805352643901]
[null,1.369,1032.4629160441229,1683.8134462147495]
[null,1.37,1033.0246569611465,1684.4457983406201]
[null,1.371,1033.5861671327946,1685.077592135412]
[null,1.3720000000000001,1034.1474466538502,1685.7088280921]
[null,1.373,1034.7084956190572,1686.3395067032234]
[null,1.3740000000000001,1035.2693141231207,1686.9696284608865]
[null,1.375,1035.8299022607066,1687.5991938567599]
[null,1.3760000000000001,1036.3902601264424,1688.2282033820791]
[null,1.377,1036.9503878149164,1688.8566575276463]
[null,1.3780000000000001,1037.5102854206782,1689.4845567838311]
[null,1.379,1038.0699530382385,1690.111901640568]
[null,1.3800000000000001,1038.6293907620689,1690.7386925873616]
[null,1.381,1039.188598686603,1691.3649301132818]
[null,1.3820000000000001,1039.7475769062346,1691.9906147069689]
[null,1.383,1040.3063255153193,1692.6157468566305]
[null,1.3840000000000001,1040.8648446081738,1693.2403270500427]
[null,1.385,1041.4231342790763,1693.864355774552]
[null,1.3860000000000001,1041.981194622266,1694.4878335170743]
[null,1.387,1042.5390257319434,1695.1107607640954]
[null,1.3880000000000001,1043.0966277022706,1695.7331380016717]
[null,1.389,1043.6540006273701,1696.3549657154299]
[null,1.3900000000000001,1044.2111446013271,1696.9762443905688]
[null,1.391,1044.7680597181873,1697.5969745118584]
[null,1.3920000000000001,1045.3247460719579,1698.2171565636402]
[null,1.393,1045.8812037566076,1698.8367910298291]
[null,1.3940000000000001,1046.4374328660663,1699.4558783939117]
[null,1.395,1046.9934334942254,1700.0744191389485]
[null,1.3960000000000001,1047.5492057349381,1700.6924137475728]
[null,1.397,1048.1047496820183,1701.3098627019924]
[null,1.3980000000000001,1048.6600654292424,1701.9267664839888]
[null,1.399,1049.215153070347,1702.5431255749183]
[null,1.4000000000000001,1049.7700126990312,1703.1589404557126]
[null,1.401,1050.3246444089555,1703.774211606878]
[null,1.4020000000000001,1050.8790482937413,1704.3889395084971]
[null,1.403,1051.433224446972,1705.0031246402286]
[null,1.4040000000000001,1051.9871729621927,1705.6167674813071]
[null,1.405,1052.5408939329097,1706.2298685105447]
[null,1.4060000000000001,1053.0943874525913,1706.8424282063309]
[null,1.407,1053.647653614667,1707.4544470466321]
[null,1.4079999999999999,1054.2006925125283,1708.0659255089931]
[null,1.409,1054.7535042395277,1708.676864070537]
[null,1.41,1055.3060888889804,1709.2872632079655]
[null,1.411,1055.8584465541624,1709.8971233975597]
[null,1.4119999999999999,1056.4105773283113,1710.5064451151798]
[null,1.413,1056.9624813046273,1711.1152288362662]
[null,1.4139999999999999,1057.5141585762715,1711.7234750358389]
[null,1.415,1058.0656092363668,1712.3311841884997]
[null,1.4159999999999999,1058.6168333779983,1712.9383567684301]
[null,1.417,1059.1678310942127,1713.5449932493934]
[null,1.4179999999999999,1059.7186024780183,1714.1510941047347]
[null,1.419,1060.2691476223852,1714.7566598073811]
[null,1.42,1060.8194666202453,1715.361690829842]
[null,1.421,1061.3695595644929,1715.9661876442099]
[null,1.4219999999999999,1061.919426547983,1716.5701507221595]
[null,1.423,1062.4690676635335,1717.1735805349506]
[null,1.4239999999999999,1063.0184830039238,1717.776477553426]
[null,1.425,1063.5676726618951,1718.3788422480125]
[null,1.4259999999999999,1064.1166367301507,1718.9806750887224]
[null,1.427,1064.6653753013557,1719.581976545152]
[null,1.4279999999999999,1065.2138884681369,1720.1827470864839]
[null,1.429,1065.7621763230834,1720.7829871814861]
[null,1.43,1066.3102389587464,1721.3826972985119]
[null,1.431,1066.8580764676387,1721.9818779055031]
[null,1.4319999999999999,1067.4056889422352,1722.5805294699858]
[null,1.4330000000000001,1067.9530764749729,1723.1786524590752]
[null,1.4339999999999999,1068.5002391582507,1723.7762473394735]
[null,1.4350000000000001,1069.0471770844297,1724.3733145774704]
[null,1.4359999999999999,1069.5938903458332,1724.9698546389443]
[null,1.4370000000000001,1070.1403790347463,1725.5658679893618]
[null,1.4379999999999999,1070.686643243416,1726.1613550937795]
[null,1.4390000000000001,1071.2326830640518,1726.7563164168428]
[null,1.44,1071.7784985888252,1727.3507524227862]
[null,1.4410000000000001,1072.3240899098696,1727.9446635754357]
[null,1.4419999999999999,1072.8694571192812,1728.5380503382066]
[null,1.4430000000000001,1073.414600309118,1729.1309131741057]
[null,1.444,1073.9595195714001,1729.72325254573]
[null,1.4450000000000001,1074.5042149981093,1730.3150689152696]
[null,1.446,1075.0486866811909,1730.9063627445053]
[null,1.4470000000000001,1075.5929347125511,1731.4971344948108]
[null,1.448,1076.1369591840594,1732.087384627152]
[null,1.4490000000000001,1076.6807601875466,1732.6771136020877]
[null,1.45,1077.2243378148069,1733.2663218797711]
[null,1.4510000000000001,1077.7676921575958,1733.8550099199479]
[null,1.452,1078.3108233076314,1734.443178181958]
[null,1.4530000000000001,1078.8537313565946,1735.0308271247368]
[null,1.454,1079.396416396128,1735.6179572068129]
[null,1.4550000000000001,1079.9388785178367,1736.2045688863118]
[null,1.456,1080.4811178132886,1736.7906626209528]
[null,1.4570000000000001,1081.0231343740134,1737.3762388680525]
[null,1.458,1081.5649282915035,1737.9612980845227]
[null,1.4590000000000001,1082.1064996572138,1738.5458407268723]
[null,1.46,1082.6478485625614,1739.1298672512066]
[null,1.4610000000000001,1083.188975098926,1739.7133781132288]
[null,1.462,1083.7298793576499,1740.2963737682398]
[null,1.4630000000000001,1084.2705614300376,1740.8788546711376]
[null,1.464,1084.8110214073561,1741.4608212764194]
[null,1.4650000000000001,1085.3512593808352,1742.0422740381807]
[null,1.466,1085.8912754416669,1742.6232134101163]
[null,1.4670000000000001,1086.4310696810064,1743.2036398455205]
[null,1.468,1086.9706421899698,1743.7835537972867]
[null,1.4690000000000001,1087.509993059638,1744.3629557179097]
[null,1.47,1088.0491223810529,1744.9418460594832]
[null,1.4710000000000001,1088.5880302452194,1745.5202252737033]
[null,1.472,1089.1267167431058,1746.0980938118653]
[null,1.4730000000000001,1089.6651819656418,1746.6754521248681]
[null,1.474,1090.2034260037201,1747.2523006632114]
[null,1.4750000000000001,1090.7414489481966,1747.8286398769974]
[null,1.476,1091.2792508898897,1748.4044702159306]
[null,1.4770000000000001,1091.8168319195802,1748.9797921293189]
[null,1.478,1092.3541921280116,1749.5546060660729]
[null,1.4790000000000001,1092.8913316058904,1750.1289124747075]
[null,1.48,1093.4282504438856,1750.7027118033411]
[null,1.4810000000000001,1093.9649487326292,1751.2760044996967]
[null,1.482,1094.501426562716,1751.8487910111016]
[null,1.4830000000000001,1095.0376840247031,1752.4210717844887]
[null,1.484,1095.573721209111,1752.9928472663958]
[null,1.4850000000000001,1096.1095382064225,1753.5641179029667]
[null,1.486,1096.6451351070839,1754.1348841399515]
[null,1.4870000000000001,1097.1805120015035,1754.7051464227061]
[null,1.488,1097.7156689800531,1755.2749051961935]
[null,1.4890000000000001,1098.2506061330673,1755.8441609049837]
[null,1.49,1098.7853235508428,1756.4129139932547]
[null,1.4910000000000001,1099.3198213236408,1756.981164904792]
[null,1.492,1099.854099541684,1757.5489140829886]
[null,1.4930000000000001,1100.3881582951587,1758.1161619708475]
[null,1.494,1100.921997674214,1758.6829090109786]
[null,1.4950000000000001,1101.4556177689615,1759.2491556456027]
[null,1.496,1101.989018669477,1759.8149023165497]
[null,1.4970000000000001,1102.5222004657981,1760.3801494652585]
[null,1.498,1103.0551632479255,1760.9448975327794]
[null,1.4990000000000001,1103.5879071058241,1761.5091469597726]
[null,1.5,1104.1204321294208,1762.0728981865093]
[null,1.5010000000000001,1104.6527384086055,1762.6361516528725]
[null,1.502,1105.1848260332315,1763.1989077983555]
[null,1.5030000000000001,1105.7166950931155,1763.7611670620659]
[null,1.504,1106.2483456780367,1764.3229298827209]
[null,1.5050000000000001,1106.7797778777378,1764.884196698652]
[null,1.506,1107.3109917819247,1765.4449679478034]
[null,1.5070000000000001,1107.841987480266,1766.0052440677321]
[null,1.508,1108.3727650623937,1766.5650254956092]
[null,1.5090000000000001,1108.9033246179031,1767.1243126682202]
[null,1.51,1109.4336662363528,1767.6831060219642]
[null,1.5110000000000001,1109.9637900072642,1768.2414059928553]
[null,1.512,1110.4936960201226,1768.7992130165226]
[null,1.5130000000000001,1111.0233843643755,1769.3565275282103]
[null,1.514,1111.5528551294349,1769.9133499627787]
[null,1.5150000000000001,1112.0821084046747,1770.4696807547043]
[null,1.516,1112.6111442794336,1771.0255203380791]
[null,1.5170000000000001,1113.1399628430124,1771.5808691466129]
[null,1.518,1113.6685641846759,1772.1357276136318]
[null,1.5190000000000001,1114.1969483936516,1772.6900961720796]
[null,1.52,1114.7251155591309,1773.2439752545181]
[null,1.5210000000000001,1115.2530657702687,1773.7973652931264]
[null,1.522,1115.7807991161826,1774.3502667197024]
[null,1.5230000000000001,1116.3083156859541,1774.9026799656633]
[null,1.524,1116.8356155686281,1775.4546054620448]
[null,1.5250000000000001,1117.3626988532124,1776.0060436395022]
[null,1.526,1117.8895656286788,1776.5569949283101]
[null,1.5270000000000001,1118.416215983963,1777.1074597583636]
[null,1.528,1118.9426500079624,1777.6574385591789]
[null,1.5290000000000001,1119.4688677895399,1778.2069317598914]
[null,1.53,1119.9948694175207,1778.7559397892589]
[null,1.5310000000000001,1120.520654980694,1779.3044630756599]
[null,1.532,1121.0462245678123,1779.8525020470954]
[null,1.5330000000000001,1121.5715782675918,1780.4000571311879]
[null,1.534,1122.0967161687124,1780.9471287551823]
[null,1.5350000000000001,1122.6216383598169,1781.4937173459466]
[null,1.536,1123.146344929512,1782.0398233299718]
[null,1.5369999999999999,1123.6708359663689,1782.5854471333721]
[null,1.538,1124.1951115589211,1783.1305891818861]
[null,1.5389999999999999,1124.7191717956669,1783.6752499008755]
[null,1.54,1125.2430167650664,1784.2194297153274]
[null,1.5409999999999999,1125.7666465555458,1784.763129049853]
[null,1.542,1126.2900612554934,1785.3063483286887]
[null,1.5429999999999999,1126.8132609532613,1785.8490879756971]
[null,1.544,1127.3362457371661,1786.391348414365]
[null,1.5449999999999999,1127.859015695487,1786.9331300678068]
[null,1.546,1128.381570916468,1787.4744333587628]
[null,1.5469999999999999,1128.9039114883165,1788.0152587095997]
[null,1.548,1129.4260374992032,1788.5556065423118]
[null,1.5489999999999999,1129.947949037263,1789.0954772785201]
[null,1.55,1130.4696461905946,1789.6348713394739]
[null,1.5509999999999999,1130.9911290472605,1790.1737891460505]
[null,1.552,1131.5123976952873,1790.7122311187554]
[null,1.5529999999999999,1132.0334522226644,1791.2501976777235]
[null,1.554,1132.5542927173467,1791.7876892427173]
[null,1.5549999999999999,1133.0749192672513,1792.3247062331302]
[null,1.556,1133.59533196026,1792.8612490679845]
[null,1.5569999999999999,1134.1155308842187,1793.3973181659326]
[null,1.5580000000000001,1134.6355161269369,1793.932913945257]
[null,1.5589999999999999,1135.1552877761878,1794.4680368238721]
[null,1.56,1135.6748459197095,1795.0026872193216]
[null,1.5609999999999999,1136.1941906452028,1795.5368655487816]
[null,1.5620000000000001,1136.7133220403332,1796.0705722290597]
[null,1.5629999999999999,1137.2322401927302,1796.6038076765951]
[null,1.5640000000000001,1137.7509451899871,1797.13657230746]
[null,1.5649999999999999,1138.2694371196608,1797.6688665373588]
[null,1.5660000000000001,1138.7877160692738,1798.2006907816287]
[null,1.5669999999999999,1139.3057821263103,1798.7320454552403]
[null,1.5680000000000001,1139.8236353782208,1799.2629309727979]
[null,1.569,1140.341275912418,1799.7933477485399]
[null,1.57,1140.8587038162809,1800.3232961963388]
[null,1.571,1141.3759191771501,1800.8527767297012]
[null,1.5720000000000001,1141.892922082332,1801.3817897617691]
[null,1.573,1142.4097126190968,1801.9103357053202]
[null,1.5740000000000001,1142.9262908746784,1802.4384149727664]
[null,1.575,1143.4426569362756,1802.966027976157]
[null,1.5760000000000001,1143.9588108910505,1803.4931751271761]
[null,1.577,1144.4747528261303,1804.0198568371454]
[null,1.5780000000000001,1144.9904828286055,1804.5460735170225]
[null,1.579,1145.5060009855317,1805.0718255774029]
[null,1.58,1146.0213073839282,1805.5971134285196]
[null,1.581,1146.5364021107785,1806.1219374802422]
[null,1.5820000000000001,1147.051285253031,1806.64629814208]
[null,1.583,1147.5659568975975,1807.1701958231799]
[null,1.5840000000000001,1148.080417131355,1807.6936309323276]
[null,1.585,1148.5946660411441,1808.2166038779476]
[null,1.5860000000000001,1149.1087037137697,1808.7391150681046]
[null,1.587,1149.6225302360019,1809.261164910502]
[null,1.5880000000000001,1150.1361456945742,1809.7827538124834]
[null,1.589,1150.6495501761854,1810.3038821810344]
[null,1.59,1151.1627437674974,1810.8245504227787]
[null,1.591,1151.6757265551378,1811.3447589439827]
[null,1.5920000000000001,1152.1884986256978,1811.8645081505533]
[null,1.593,1152.7010600657331,1812.3837984480397]
[null,1.5940000000000001,1153.2134109617646,1812.9026302416321]
[null,1.595,1153.725551400277,1813.4210039361642]
[null,1.5960000000000001,1154.2374814677194,1813.9389199361106]
[null,1.597,1154.7492012505054,1814.4563786455901]
[null,1.5980000000000001,1155.2607108350135,1814.9733804683644]
[null,1.599,1155.7720103075865,1815.4899258078383]
[null,1.6,1156.2830997545318,1816.0060150670606]
[null,1.601,1156.7939792621212,1816.5216486487247]
[null,1.6020000000000001,1157.3046489165908,1817.0368269551677]
[null,1.603,1157.8151088041423,1817.5515503883717]
[null,1.6040000000000001,1158.3253590109407,1818.0658193499644]
[null,1.605,1158.8353996231167,1818.5796342412186]
[null,1.6060000000000001,1159.3452307267646,1819.0929954630519]
[null,1.607,1159.8548524079445,1819.6059034160294]
[null,1.6080000000000001,1160.3642647526799,1820.1183585003619]
[null,1.609,1160.8734678469598,1820.6303611159058]
[null,1.61,1161.3824617767377,1821.1419116621662]
[null,1.611,1161.8912466279319,1821.6530105382942]
[null,1.6120000000000001,1162.3998224864249,1822.1636581430894]
[null,1.613,1162.9081894380649,1822.6738548749984]
[null,1.6140000000000001,1163.4163475686635,1823.1836011321166]
[null,1.615,1163.9242969639981,1823.6928973121874]
[null,1.6160000000000001,1164.4320377098106,1824.201743812604]
[null,1.617,1164.9395698918074,1824.7101410304074]
[null,1.6180000000000001,1165.4468935956602,1825.2180893622888]
[null,1.619,1165.9540089070049,1825.7255892045889]
[null,1.62,1166.4609159114427,1826.2326409532991]
[null,1.621,1166.9676146945396,1826.7392450040604]
[null,1.6220000000000001,1167.4741053418261,1827.2454017521645]
[null,1.623,1167.980387938798,1827.751111592554]
[null,1.6240000000000001,1168.4864625709156,1828.2563749198241]
[null,1.625,1168.9923293236043,1828.7611921282196]
[null,1.6260000000000001,1169.4979882822547,1829.2655636116385]
[null,1.627,1170.0034395322214,1829.7694897636309]
[null,1.6280000000000001,1170.5086831588253,1830.2729709773992]
[null,1.629,1171.0137192473508,1830.776007645798]
[null,1.6300000000000001,1171.5185478830483,1831.2786001613363]
[null,1.631,1172.0231691511331,1831.7807489161753]
[null,1.6320000000000001,1172.5275831367846,1832.2824543021313]
[null,1.633,1173.0317899251484,1832.7837167106736]
[null,1.6340000000000001,1173.5357896013343,1833.284536532926]
[null,1.635,1174.0395822504177,1833.7849141596671]
[null,1.6360000000000001,1174.5431679574385,1834.2848499813308]
[null,1.637,1175.0465468074021,1834.7843443880058]
[null,1.6380000000000001,1175.5497188852789,1835.2833977694361]
[null,1.639,1176.0526842760039,1835.7820105150222]
[null,1.6400000000000001,1176.5554430644781,1836.2801830138208]
[null,1.641,1177.0579953355671,1836.7779156545446]
[null,1.6420000000000001,1177.5603411741017,1837.2752088255638]
[null,1.643,1178.0624806648775,1837.7720629149046]
[null,1.6440000000000001,1178.5644138926559,1838.2684783102516]
[null,1.645,1179.0661409421632,1838.7644553989464]
[null,1.6460000000000001,1179.5676618980913,1839.2599945679895]
[null,1.647,1180.0689768450959,1839.7550962040384]
[null,1.6480000000000001,1180.5700858678001,1840.2497606934105]
[null,1.649,1181.0709890507901,1840.7439884220817]
[null,1.6500000000000001,1181.5716864786189,1841.2377797756862]
[null,1.651,1182.0721782358041,1841.731135139519]
[null,1.6520000000000001,1182.5724644068287,1842.2240548985344]
[null,1.653,1183.0725450761406,1842.7165394373465]
[null,1.6540000000000001,1183.5724203281541,1843.2085891402298]
[null,1.655,1184.0720902472474,1843.7002043911202]
[null,1.6560000000000001,1184.5715549177653,1844.1913855736141]
[null,1.657,1185.070814424017,1844.6821330709695]
[null,1.6580000000000001,1185.5698688502782,1845.1724472661056]
[null,1.659,1186.0687182807883,1845.6623285416031]
[null,1.6600000000000001,1186.5673627997537,1846.1517772797065]
[null,1.661,1187.0658024913453,1846.6407938623213]
[null,1.6620000000000001,1187.5640374396999,1847.1293786710164]
[null,1.663,1188.0620677289194,1847.6175320870234]
[null,1.6640000000000001,1188.5598934430711,1848.1052544912382]
[null,1.665,1189.0575146661884,1848.5925462642192]
[null,1.6659999999999999,1189.5549314822695,1849.0794077861894]
[null,1.667,1190.0521439752783,1849.5658394370366]
[null,1.6679999999999999,1190.5491522291445,1850.051841596312]
[null,1.669,1191.0459563277625,1850.5374146432328]
[null,1.67,1191.5425563549934,1851.0225589566803]
[null,1.671,1192.0389523946631,1851.5072749152023]
[null,1.6719999999999999,1192.535144530563,1851.991562897012]
[null,1.673,1193.0311328464506,1852.4754232799885]
[null,1.6739999999999999,1193.5269174260486,1852.958856441677]
[null,1.675,1194.0224983530454,1853.4418627592897]
[null,1.6759999999999999,1194.5178757110948,1853.9244426097061]
[null,1.677,1195.0130495838168,1854.4065963694725]
[null,1.6779999999999999,1195.5080200547968,1854.8883244148026]
[null,1.679,1196.0027872075857,1855.3696271215783]
[null,1.68,1196.4973511257001,1855.850504865349]
[null,1.681,1196.9917118926221,1856.3309580213336]
[null,1.6819999999999999,1197.4858695918001,1856.8109869644184]
[null,1.6830000000000001,1197.979824306648,1857.2905920691599]
[null,1.6839999999999999,1198.4735761205452,1857.7697737097826]
[null,1.6850000000000001,1198.9671251168365,1858.2485322601822]
[null,1.6859999999999999,1199.460471378834,1858.7268680939226]
[null,1.6870000000000001,1199.9536149898136,1859.2047815842393]
[null,1.6879999999999999,1200.4465560330184,1859.6822731040372]
[null,1.6890000000000001,1200.9392945916563,1860.1593430258924]
[null,1.69,1201.4318307489025,1860.635991722052]
[null,1.6910000000000001,1201.9241645878963,1861.1122195644346]
[null,1.6919999999999999,1202.4162961917436,1861.5880269246302]
[null,1.6930000000000001,1202.9082256435165,1862.0634141739006]
[null,1.694,1203.3999530262527,1862.5383816831798]
[null,1.6950000000000001,1203.8914784229557,1863.0129298230743]
[null,1.696,1204.3828019165949,1863.4870589638638]
[null,1.6970000000000001,1204.8739235901057,1863.9607694755011]
[null,1.698,1205.3648435263894,1864.4340617276112]
[null,1.6990000000000001,1205.8555618083133,1864.9069360894941]
[null,1.7,1206.3460785187106,1865.3793929301232]
[null,1.7010000000000001,1206.8363937403803,1865.8514326181455]
[null,1.702,1207.3265075560882,1866.323055521884]
[null,1.7030000000000001,1207.8164200485649,1866.7942620093349]
[null,1.704,1208.3061313005078,1867.2650524481705]
[null,1.7050000000000001,1208.7956413945799,1867.7354272057382]
[null,1.706,1209.284950413411,1868.2053866490605]
[null,1.7070000000000001,1209.7740584395958,1868.6749311448368]
[null,1.708,1210.2629655556962,1869.1440610594425]
[null,1.7090000000000001,1210.7516718442396,1869.6127767589282]
[null,1.71,1211.2401773877195,1870.0810786090237]
[null,1.7110000000000001,1211.7284822685961,1870.5489669751337]
[null,1.712,1212.2165865692941,1871.0164422223415]
[null,1.7130000000000001,1212.7044903722067,1871.4835047154072]
[null,1.714,1213.1921937596915,1871.9501548187698]
[null,1.7150000000000001,1213.6796968140725,1872.4163928965461]
[null,1.716,1214.1669996176408,1872.8822193125304]
[null,1.7170000000000001,1214.6541022526528,1873.347634430198]
[null,1.718,1215.1410048013313,1873.8126386127012]
[null,1.7190000000000001,1215.6277073458657,1874.277232222873]
[null,1.72,1216.1142099684114,1874.7414156232248]
[null,1.7210000000000001,1216.6005127510894,1875.2051891759493]
[null,1.722,1217.0866157759883,1875.6685532429178]
[null,1.7230000000000001,1217.572519125162,1876.1315081856842]
[null,1.724,1218.0582228806309,1876.594054365481]
[null,1.7250000000000001,1218.5437271243818,1877.0561921432234]
[null,1.726,1219.029031938368,1877.517921879507]
[null,1.7270000000000001,1219.5141374045086,1877.9792439346088]
[null,1.728,1219.9990436046896,1878.4401586684887]
[null,1.7290000000000001,1220.4837506207632,1878.9006664407887]
[null,1.73,1220.9682585345477,1879.360767610832]
[null,1.7310000000000001,1221.4525674278279,1879.8204625376254]
[null,1.732,1221.9366773823558,1880.2797515798588]
[null,1.7330000000000001,1222.4205884798484,1880.7386350959057]
[null,1.734,1222.9043008019901,1881.1971134438222]
[null,1.7350000000000001,1223.3878144304317,1881.6551869813491]
[null,1.736,1223.8711294467901,1882.1128560659108]
[null,1.7370000000000001,1224.3542459326491,1882.5701210546163]
[null,1.738,1224.8371639695583,1883.0269823042597]
[null,1.7390000000000001,1225.3198836390347,1883.483440171319]
[null,1.74,1225.8024050225608,1883.939495011959]
[null,1.7410000000000001,1226.2847282015869,1884.3951471820287]
[null,1.742,1226.7668532575285,1884.8503970370632]
[null,1.7430000000000001,1227.2487802717687,1885.3052449322843]
[null,1.744,1227.7305093256564,1885.7596912225997]
[null,1.7450000000000001,1228.212040500508,1886.2137362626033]
[null,1.746,1228.6933738776052,1886.6673804065772]
[null,1.7470000000000001,1229.1745095381975,1887.1206240084891]
[null,1.748,1229.6554475635005,1887.5734674219952]
[null,1.7490000000000001,1230.1361880346969,1888.0259110004395]
[null,1.75,1230.6167310329349,1888.4779550968531]
[null,1.7510000000000001,1231.0970766393307,1888.9296000639565]
[null,1.752,1231.5772249349664,1889.3808462541579]
[null,1.7530000000000001,1232.0571760008911,1889.8316940195548]
[null,1.754,1232.5369299181204,1890.2821437119337]
[null,1.7550000000000001,1233.0164867676372,1890.7321956827705]
[null,1.756,1233.4958466303897,1891.1818502832307]
[null,1.7570000000000001,1233.9750095872948,1891.6311078641697]
[null,1.758,1234.4539757192347,1892.0799687761339]
[null,1.7590000000000001,1234.932745107059,1892.5284333693592]
[null,1.76,1235.4113178315838,1892.9765019937722]
[null,1.7610000000000001,1235.8896939735923,1893.4241749989912]
[null,1.762,1236.3678736138345,1893.8714527343257]
[null,1.7630000000000001,1236.8458568330268,1894.3183355487761]
[null,1.764,1237.323643711853,1894.7648237910357]
[null,1.7650000000000001,1237.8012343309633,1895.2109178094888]
[null,1.766,1238.278628770975,1895.6566179522131]
[null,1.7670000000000001,1238.7558271124726,1896.1019245669786]
[null,1.768,1239.2328294360066,1896.5468380012478]
[null,1.7690000000000001,1239.7096358220956,1896.9913586021771]
[null,1.77,1240.1862463512239,1897.435486716616]
[null,1.7710000000000001,1240.6626611038437,1897.8792226911078]
[null,1.772,1241.1388801603737,1898.3225668718899]
[null,1.7730000000000001,1241.6149036011996,1898.7655196048936]
[null,1.774,1242.090731506674,1899.2080812357456]
[null,1.7750000000000001,1242.5663639571169,1899.6502521097664]
[null,1.776,1243.0418010328149,1900.0920325719726]
[null,1.7770000000000001,1243.517042814022,1900.5334229670757]
[null,1.778,1243.9920893809583,1900.9744236394827]
[null,1.7790000000000001,1244.4669408138127,1901.4150349332963]
[null,1.78,1244.941597192739,1901.8552571923162]
[null,1.7810000000000001,1245.41605859786,1902.295090760038]
[null,1.782,1245.8903251092643,1902.7345359796536]
[null,1.7830000000000001,1246.364396807008,1903.173593194053]
[null,1.784,1246.8382737711149,1903.6122627458224]
[null,1.7850000000000001,1247.3119560815753,1904.0505449772459]
[null,1.786,1247.7854438183463,1904.488440230306]
[null,1.7870000000000001,1248.2587370613528,1904.9259488466821]
[null,1.788,1248.731835890487,1905.3630711677527]
[null,1.7890000000000001,1249.2047403856075,1905.7998075345943]
[null,1.79,1249.677450626541,1906.236158287983]
[null,1.7910000000000001,1250.1499666930806,1906.6721237683935]
[null,1.792,1250.6222886649869,1907.1077043159999]
[null,1.7929999999999999,1251.0944166219883,1907.5429002706762]
[null,1.794,1251.5663506437797,1907.9777119719963]
[null,1.7949999999999999,1252.0380908100235,1908.4121397592335]
[null,1.796,1252.5096372003497,1908.8461839713627]
[null,1.7969999999999999,1252.9809898943547,1909.2798449470588]
[null,1.798,1253.4521489716037,1909.7131230246982]
[null,1.7989999999999999,1253.9231145116278,1910.146018542358]
[null,1.8,1254.3938865939258,1910.5785318378164]
[null,1.8009999999999999,1254.864465297964,1911.0106632485545]
[null,1.802,1255.3348507031767,1911.4424131117551]
[null,1.8029999999999999,1255.805042888964,1911.8737817643025]
[null,1.804,1256.2750419346953,1912.304769542784]
[null,1.8049999999999999,1256.7448479197058,1912.7353767834904]
[null,1.806,1257.2144609232989,1913.1656038224148]
[null,1.8069999999999999,1257.6838810247452,1913.5954509952535]
[null,1.8080000000000001,1258.1531083032828,1914.0249186374069]
[null,1.8089999999999999,1258.6221428381173,1914.4540070839794]
[null,1.81,1259.0909847084217,1914.8827166697786]
[null,1.8109999999999999,1259.5596339933365,1915.3110477293176]
[null,1.8120000000000001,1260.0280907719693,1915.7390005968134]
[null,1.8129999999999999,1260.4963551233964,1916.1665756061882]
[null,1.8140000000000001,1260.96442712666,1916.5937730910691]
[null,1.8149999999999999,1261.432306860771,1917.020593384789]
[null,1.8160000000000001,1261.8999944047077,1917.4470368203863]
[null,1.8169999999999999,1262.3674898374152,1917.8731037306054]
[null,1.8180000000000001,1262.8347932378069,1918.2987944478969]
[null,1.819,1263.3019046847639,1918.7241093044177]
[null,1.82,1263.7688242571342,1919.1490486320315]
[null,1.821,1264.2355520337337,1919.573612762309]
[null,1.8220000000000001,1264.7020880933469,1919.9978020265282]
[null,1.823,1265.1684325147241,1920.4216167556751]
[null,1.8240000000000001,1265.6345853765845,1920.8450572804422]
[null,1.825,1266.1005467576147,1921.268123931231]
[null,1.8260000000000001,1266.5663167364694,1921.6908170381514]
[null,1.827,1267.0318953917699,1922.113136931021]
[null,1.8280000000000001,1267.4972828021062,1922.5350839393666]
[null,1.829,1267.9624790460355,1922.9566583924245]
[null,1.83,1268.427484202083,1923.3778606191399]
[null,1.831,1268.8922983487416,1923.7986909481669]
[null,1.8320000000000001,1269.3569215644718,1924.2191497078711]
[null,1.833,1269.8213539277019,1924.639237226326]
[null,1.8340000000000001,1270.2855955168286,1925.0589538313177]
[null,1.835,1270.7496464102151,1925.4782998503408]
[null,1.8360000000000001,1271.2135066861933,1925.8972756106025]
[null,1.837,1271.6771764230634,1926.3158814390197]
[null,1.8380000000000001,1272.1406556990923,1926.7341176622215]
[null,1.839,1272.6039445925155,1927.1519846065485]
[null,1.84,1273.0670431815361,1927.5694825980527]
[null,1.841,1273.5299515443251,1927.9866119624987]
[null,1.8420000000000001,1273.9926697590213,1928.4033730253632]
[null,1.843,1274.4551979037317,1928.8197661118356]
[null,1.8440000000000001,1274.9175360565312,1929.2357915468185]
[null,1.845,1275.3796842954619,1929.6514496549269]
[null,1.8460000000000001,1275.8416426985345,1930.0667407604899]
[null,1.847,1276.3034113437282,1930.4816651875499]
[null,1.8480000000000001,1276.7649903089887,1930.8962232598628]
[null,1.849,1277.2263796722309,1931.3104153008996]
[null,1.85,1277.6875795113374,1931.7242416338452]
[null,1.851,1278.1485899041588,1932.1377025815987]
[null,1.8520000000000001,1278.6094109285134,1932.5507984667747]
[null,1.853,1279.0700426621879,1932.9635296117031]
[null,1.8540000000000001,1279.5304851829362,1933.3758963384284]
[null,1.855,1279.9907385684821,1933.7878989687115]
[null,1.8560000000000001,1280.4508028965158,1934.1995378240283]
[null,1.857,1280.9106782446963,1934.6108132255722]
[null,1.8580000000000001,1281.3703646906504,1935.021725494252]
[null,1.859,1281.8298623119733,1935.4322749506932]
[null,1.86,1282.289171186228,1935.842461915239]
[null,1.861,1282.7482913909457,1936.2522867079492]
[null,1.8620000000000001,1283.207223003626,1936.6617496486006]
[null,1.863,1283.665966101737,1937.0708510566881]
[null,1.8640000000000001,1284.1245207627135,1937.4795912514246]
[null,1.865,1284.5828870639605,1937.8879705517406]
[null,1.8660000000000001,1285.0410650828499,1938.2959892762856]
[null,1.867,1285.4990548967216,1938.7036477434278]
[null,1.8680000000000001,1285.9568565828852,1939.1109462712541]
[null,1.869,1286.4144702186168,1939.5178851775702]
[null,1.87,1286.8718958811617,1939.9244647799019]
[null,1.871,1287.3291336477337,1940.3306853954941]
[null,1.8720000000000001,1287.7861835955143,1940.7365473413113]
[null,1.873,1288.2430458016536,1941.1420509340389]
[null,1.8740000000000001,1288.6997203432695,1941.5471964900828]
[null,1.875,1289.1562072974491,1941.9519843255689]
[null,1.8760000000000001,1289.6125067412474,1942.3564147563434]
[null,1.877,1290.0686187516876,1942.7604880979754]
[null,1.8780000000000001,1290.5245434057613,1943.1642046657539]
[null,1.879,1290.9802807804288,1943.5675647746896]
[null,1.8800000000000001,1291.4358309526181,1943.9705687395165]
[null,1.881,1291.8911939992263,1944.3732168746885]
[null,1.8820000000000001,1292.3463699971189,1944.7755094943839]
[null,1.883,1292.8013590231294,1945.1774469125023]
[null,1.8840000000000001,1293.2561611540596,1945.5790294426665]
[null,1.885,1293.7107764666807,1945.9802573982226]
[null,1.8860000000000001,1294.1652050377315,1946.3811310922401]
[null,1.887,1294.6194469439192,1946.7816508375113]
[null,1.8880000000000001,1295.0735022619203,1947.181816946553]
[null,1.889,1295.5273710683787,1947.5816297316062]
[null,1.8900000000000001,1295.9810534399082,1947.981089504636]
[null,1.891,1296.4345494530896,1948.3801965773321]
[null,1.8920000000000001,1296.8878591844737,1948.7789512611084]
[null,1.893,1297.3409827105788,1949.1773538671043]
[null,1.8940000000000001,1297.7939201078923,1949.5754047061851]
[null,1.895,1298.2466714528694,1949.973104088941]
[null,1.8960000000000001,1298.6992368219355,1950.3704523256877]
[null,1.897,1299.1516162914829,1950.767449726467]
[null,1.8980000000000001,1299.6038099378734,1951.164096601048]
[null,1.899,1300.0558178374374,1951.5603932589245]
[null,1.9000000000000001,1300.5076400664736,1951.9563400093186]
[null,1.901,1300.9592767012498,1952.3519371611785]
[null,1.9020000000000001,1301.410727818002,1952.7471850231802]
[null,1.903,1301.8619934929352,1953.1420839037266]
[null,1.9040000000000001,1302.3130738022232,1953.5366341109484]
[null,1.905,1302.7639688220083,1953.9308359527047]
[null,1.9060000000000001,1303.2146786284013,1954.3246897365821]
[null,1.907,1303.6652032974821,1954.7181957698965]
[null,1.9080000000000001,1304.1155429052997,1955.1113543596914]
[null,1.909,1304.565697527871,1955.5041658127402]
[null,1.9100000000000001,1305.0156672411817,1955.8966304355447]
[null,1.911,1305.4654521211871,1956.2887485343363]
[null,1.9120000000000001,1305.9150522438115,1956.680520415076]
[null,1.913,1306.364467684946,1957.071946383455]
[null,1.9140000000000001,1306.8136985204528,1957.4630267448936]
[null,1.915,1307.2627448261621,1957.8537618045443]
[null,1.9160000000000001,1307.7116066778724,1958.2441518672879]
[null,1.917,1308.160284151352,1958.6341972377379]
[null,1.9180000000000001,1308.6087773223373,1959.0238982202379]
[null,1.919,1309.0570862665343,1959.4132551188625]
[null,1.92,1309.5052110596171,1959.8022682374185]
[null,1.921,1309.9531517772296,1960.1909378794444]
[null,1.9219999999999999,1310.4009084949837,1960.57926434821]
[null,1.923,1310.8484812884612,1960.9672479467185]
[null,1.9239999999999999,1311.2958702332119,1961.3548889777046]
[null,1.925,1311.7430754047552,1961.7421877436359]
[null,1.9259999999999999,1312.1900968785797,1962.129144546713]
[null,1.927,1312.6369347301422,1962.51575968887]
[null,1.9279999999999999,1313.0835890348685,1962.9020334717738]
[null,1.929,1313.5300598681547,1963.2879661968257]
[null,1.93,1313.9763473053647,1963.6735581651601]
[null,1.931,1314.4224514218317,1964.0588096776457]
[null,1.9319999999999999,1314.8683722928581,1964.4437210348863]
[null,1.9330000000000001,1315.3141099937152,1964.8282925372191]
[null,1.9339999999999999,1315.7596645996437,1965.2125244847168]
[null,1.9350000000000001,1316.205036185853,1965.5964171771875]
[null,1.9359999999999999,1316.6502248275222,1965.9799709141737]
[null,1.9370000000000001,1317.0952305997985,1966.3631859949542]
[null,1.9379999999999999,1317.5400535777997,1966.746062718543]
[null,1.9390000000000001,1317.9846938366111,1967.1286013836907]
[null,1.94,1318.4291514512884,1967.5108022888833]
[null,1.9410000000000001,1318.8734264968557,1967.8926657323439]
[null,1.9419999999999999,1319.3175190483068,1968.2741920120318]
[null,1.9430000000000001,1319.7614291806046,1968.655381425644]
[null,1.944,1320.205156968681,1969.0362342706137]
[null,1.9450000000000001,1320.6487024874375,1969.4167508441126]
[null,1.946,1321.0920658117439,1969.7969314430484]
[null,1.9470000000000001,1321.5352470164405,1970.176776364068]
[null,1.948,1321.9782461763359,1970.5562859035563]
[null,1.9490000000000001,1322.421063366209,1970.9354603576357]
[null,1.95,1322.8636986608064,1971.3143000221678]
[null,1.9510000000000001,1323.3061521348457,1971.6928051927528]
[null,1.952,1323.7484238630125,1972.0709761647302]
[null,1.9530000000000001,1324.1905139199625,1972.448813233178]
[null,1.954,1324.6324223803203,1972.8263166929141]
[null,1.9550000000000001,1325.0741493186799,1973.2034868384962]
[null,1.956,1325.5156948096055,1973.5803239642216]
[null,1.9570000000000001,1325.9570589276293,1973.9568283641286]
[null,1.958,1326.3982417472539,1974.3330003319943]
[null,1.9590000000000001,1326.8392433429506,1974.7088401613382]
[null,1.96,1327.2800637891605,1975.0843481454194]
[null,1.9610000000000001,1327.7207031602943,1975.4595245772384]
[null,1.962,1328.1611615307318,1975.834369749537]
[null,1.9630000000000001,1328.6014389748223,1976.2088839547989]
[null,1.964,1329.0415355668847,1976.5830674852489]
[null,1.9650000000000001,1329.4814513812075,1976.956920632854]
[null,1.966,1329.921186492048,1977.3304436893238]
[null,1.9670000000000001,1330.3607409736337,1977.7036369461102]
[null,1.968,1330.8001149001609,1978.0765006944075]
[null,1.9690000000000001,1331.2393083457969,1978.449035225153]
[null,1.97,1331.6783213846768,1978.8212408290269]
[null,1.9710000000000001,1332.1171540909065,1979.1931177964534]
[null,1.972,1332.5558065385601,1979.5646664175995]
[null,1.9730000000000001,1332.9942788016829,1979.9358869823764]
[null,1.974,1333.4325709542886,1980.3067797804395]
[null,1.9750000000000001,1333.8706830703611,1980.6773451011882]
[null,1.976,1334.3086152238536,1981.0475832337659]
[null,1.9770000000000001,1334.7463674886892,1981.4174944670622]
[null,1.978,1335.1839399387604,1981.7870790897098]
[null,1.9790000000000001,1335.621332647929,1982.1563373900874]
[null,1.98,1336.0585456900274,1982.5252696563193]
[null,1.9810000000000001,1336.495579138857,1982.8938761762752]
[null,1.982,1336.9324330681886,1983.2621572375706]
[null,1.9830000000000001,1337.3691075517638,1983.6301131275668]
[null,1.984,1337.8056026632928,1983.9977441333722]
[null,1.9850000000000001,1338.241918476456,1984.3650505418407]
[null,1.986,1338.6780550649037,1984.7320326395732]
[null,1.9870000000000001,1339.1140125022555,1985.0986907129179]
[null,1.988,1339.549790862101,1985.4650250479699]
[null,1.9890000000000001,1339.9853902179998,1985.8310359305719]
[null,1.99,1340.4208106434808,1986.1967236463138]
[null,1.9910000000000001,1340.8560522120431,1986.5620884805339]
[null,2.0169999999999999,1352.1097942831425,1995.9491715659708]
[null,2.0289999999999999,1357.263421962055,2000.2094907649021]
[null,2.06,1370.4599509289383,2011.0085555520322]
[null,2.0779999999999998,1378.0456746245879,2017.1446086260621]
[null,2.1160000000000001,1393.8769339345979,2029.7824954701034]
[null,2.1390000000000002,1403.3396271329307,2037.2281891558523]
[null,2.1859999999999999,1422.4005895797482,2051.9809047526314]
[null,2.2170000000000001,1434.7727641148488,2061.3815300049046]
[null,2.2429999999999999,1445.0286111839305,2069.0698421396701]
[null,2.2650000000000001,1453.6214751595212,2075.4388324133988]
[null,2.2960000000000003,1465.5985285014081,2084.2058166093475]
[null,2.3140000000000001,1472.4832644473247,2089.1872368884096]
[null,2.3380000000000001,1481.5840680465906,2095.7071125946377]
[null,2.375,1495.4398327373542,2105.4916518144632]
[null,2.4220000000000002,1512.739394201295,2117.4683208162469]
[null,2.4239999999999999,1513.4681615986051,2117.9670194692872]
[null,2.4649999999999999,1528.2766814220684,2127.9985629185712]
[null,2.5009999999999999,1541.0751946915773,2136.5121255461481]
[null,2.532,1551.9454627078394,2143.6294096264883]
[null,2.5500000000000003,1558.1939883524208,2147.6734665629697]
[null,2.5880000000000001,1571.2345410740199,2156.0026536377086]
[null,2.5979999999999999,1574.632561239004,2158.1484722124337]
[null,2.629,1585.0781383323401,2164.6813194339475]
[null,2.66,1595.3915196596595,2171.0377026355318]
[null,2.6870000000000003,1604.2677371783782,2176.4338486020106]
[null,2.7370000000000001,1620.4474194947943,2186.093140776969]
[null,2.7389999999999999,1621.0877189755195,2186.4707092778849]
[null,2.786,1635.9842856918935,2195.1542309944011]
[null,2.81,1643.4808156154518,2199.4512519387563]
[null,2.8340000000000001,1650.9037895115066,2203.6581348778891]
[null,2.8650000000000002,1660.3841031869897,2208.9616837938861]
[null,2.8959999999999999,1669.7444371507511,2214.1219742607136]
[null,2.9370000000000003,1681.9425371063578,2220.7334120009441]
[null,2.944,1684.0046813514737,2221.8384571180977]
[null,2.9750000000000001,1693.0660810968263,2226.6509226461985]
[null,3.0220000000000002,1706.5860737116031,2233.7004495408423]
[null,3.032,1709.4291392361506,2235.162959972467]
[null,3.0700000000000003,1720.1268838390515,2240.6041576322355]
[null,3.101,1728.7311329468268,2244.9097276464454]
[null,3.1320000000000001,1737.2264895260578,2249.0989964267474]
[null,3.1590000000000003,1744.5380230089306,2252.6554065918372]
[null,3.18,1750.168961435827,2255.363454006409]
[null,3.2269999999999999,1762.5968710428119,2261.2453383319253]
[null,3.2290000000000001,1763.1204135243461,2261.4902551606392]
[null,3.282,1776.8386888448645,2267.8253682106092]
[null,3.306,1782.9531539387003,2270.5979769096721]
[null,3.3370000000000002,1790.7622945687328,2274.0933596130071]
[null,3.3679999999999999,1798.4726052999188,2277.4943257071495]
[null,3.3810000000000002,1801.6768497193732,2278.8930528050682]
[null,3.4159999999999999,1810.2190786966851,2282.579988371433]
[null,3.4340000000000002,1814.564626122462,2284.43220243318]
[null,3.4649999999999999,1821.9737024245089,2287.5538976820681]
[null,3.504,1831.1617577957154,2291.3616999282408]
[null,3.5420000000000003,1839.973722767324,2294.9478020810884]
[null,3.544,1840.433710385186,2295.1332304541206]
[null,3.5910000000000002,1851.1353218099268,2299.3978110538719]
[null,3.6219999999999999,1858.0815714929174,2302.1152581444353]
[null,3.633,1860.5251807579139,2303.0617656568788]
[null,3.67,1868.6640162157378,2306.1788150362377]
[null,3.7010000000000001,1875.388428544645,2308.7130949439002]
[null,3.7320000000000002,1882.0277389370206,2311.1789193673026]
[null,3.7600000000000002,1887.9522846269701,2313.3488157600536]
[null,3.7800000000000002,1892.1425690153289,2314.8662102310304]
[null,3.827,1901.855257192643,2318.3283165761031]
[null,3.8580000000000001,1908.1596121626519,2320.5344164714106]
[null,3.883,1913.1856051351183,2322.2700466565238]
[null,3.9060000000000001,1917.764145691948,2323.8333261225716]
[null,3.9370000000000003,1923.867163035241,2325.8907257526821]
[null,3.968,1929.8929426112459,2327.892551297402]
[null,3.9820000000000002,1932.5892074435938,2328.7787888826283]
[null,4.016,1939.0729092673064,2330.8855412460612]
[null,4.0339999999999998,1942.4677193131399,2331.972069911159]
[null,4.0650000000000004,1948.2493783249888,2333.7855490313391]
[null,4.1050000000000004,1955.5804902055268,2335.9954638894287]
[null,4.1420000000000003,1962.2231408205282,2337.8834813400849]
[null,4.173,1967.6794296155581,2339.3317220144895]
[null,4.1909999999999998,1970.7997631682533,2340.1109850965777]
[null,4.2320000000000002,1977.7699473564512,2341.7011656810541]
[null,4.2519999999999998,1981.0981931277527,2342.3769866491816]
[null,4.2700000000000005,1984.0518871719794,2342.9256288554416]
[null,4.3010000000000002,1989.043388008047,2343.7314810808721]
[null,4.327,1993.1338506786749,2344.2648959534017]
[null,4.3490000000000002,1996.5245268041585,2344.6098227805396]
[null,4.38,2001.1894207648604,2344.9229783520409]
[null,4.4270000000000005,2008.0013000301387,2344.9925175065468]
[null,4.4539999999999997,2011.7674963647894,2344.801057962221]
[null,4.4880000000000004,2016.3524073265933,2344.3091910892786]
[null,4.5060000000000002,2018.706901689711,2343.9323355587749]
[null,4.5369999999999999,2022.6409775855147,2343.0890123224226]
[null,4.577,2027.4858840066031,2341.6275995420219]
[null,4.585,2028.4229661773802,2341.2837088167125]
[null,4.6159999999999997,2031.9518213658139,2339.7852635319791]
[null,4.6630000000000003,2036.9856115318735,2337.0000554373487]
[null,4.6760000000000002,2038.3092781502962,2336.1182356930913]
[null,4.6950000000000003,2040.189470791127,2334.7411501665088]
[null,4.742,2044.5586096769991,2330.8776915525309]
[null,4.7729999999999997,2047.2166500564203,2327.9673331977237]
[null,4.8029999999999999,2049.6163559252382,2324.8722351364058]
[null,4.8209999999999997,2050.9736074763196,2322.8821916265874]
[null,4.8520000000000003,2053.1640798225076,2319.2187680572533]
[null,4.87,2054.3497205965327,2316.9534536692172]
[null,4.8979999999999997,2056.0666678777061,2313.2262251489492]
[null,4.931,2057.8889082194642,2308.5131374658254]
[null,4.9779999999999998,2060.1027954767305,2301.1970127469835]
[null,5.0090000000000003,2061.314340868475,2295.9804443518346]
[null,5.0250000000000004,2061.8614690868867,2293.1657862058792]
[null,5.0570000000000004,2062.7946539390182,2287.2859730709656]
[null,5.0880000000000001,2063.492219454376,2281.27062422576]
[null,5.1059999999999999,2063.8032879170378,2277.6334004884689]
[null,5.1479999999999997,2064.2584342175423,2268.7335038824149]
[null,5.1539999999999999,2064.2923481390644,2267.4148851920959]
[null,5.1850000000000005,2064.3429091603493,2260.4141596837326]
[null,5.2160000000000002,2064.1835419715476,2253.0990625782952]
[null,5.2629999999999999,2063.5385870296227,2241.4108200600472]
[null,5.2770000000000001,2063.2519948090708,2237.7905486172881]
[null,5.3239999999999998,2061.9708736051375,2225.1740767238052]
[null,5.3420000000000005,2061.3495774578528,2220.1544323404182]
[null,5.3730000000000002,2060.1092785515953,2211.2675213023676]
[null,5.4039999999999999,2058.6529239881515,2202.0766997200753]
[null,5.4210000000000003,2057.7623386360256,2196.9085825784537]
[null,5.452,2055.9703642932718,2187.253062932054]
[null,5.4990000000000006,2052.839007478397,2172.0510042686724]
[null,5.5270000000000001,2050.7358098859117,2162.6766897360508]
[null,5.5309999999999997,2050.4208581103385,2161.3183654453196]
[null,5.5780000000000003,2046.4487566852181,2145.0043821780864]
[null,5.609,2043.5552135178827,2133.8925371843707]
[null,5.6260000000000003,2041.8761871578902,2127.6824487296954]
[null,5.657,2038.6464631990918,2116.1491880103686]
[null,5.6879999999999997,2035.200185078121,2104.350674131746]
[null,5.7060000000000004,2033.0999728502477,2097.380465578573]
[null,5.7490000000000006,2027.7888942385034,2080.3822805669097]
[null,5.7830000000000004,2023.2972529708741,2066.6041583213164]
[null,5.8140000000000001,2018.9782201269959,2053.7898499637963]
[null,5.8159999999999998,2018.6922718821384,2052.955038157711]
[null,5.8479999999999999,2013.9972099384495,2039.4675946808534]
[null,5.8929999999999998,2007.0149316141242,2020.0965170563697]
[null,5.9240000000000004,2001.9486335390732,2006.4876876692736]
[null,5.9420000000000002,1998.9116757649542,1998.4904161803554]
[null,5.9710000000000001,1993.8726052917873,1985.4632652491773]
[null,5.99,1990.4739119633748,1976.8355137730423]
[null,6.0209999999999999,1984.764680558904,1962.606744291591]
[null,6.0520000000000005,1978.8537897184644,1948.1969780898642]
[null,6.0979999999999999,1969.7155832902104,1926.4997411608556]
[null,6.1290000000000004,1963.3129348269872,1911.6782084572583]
[null,6.1470000000000002,1959.5060889875028,1903.0026934997927]
[null,6.1779999999999999,1952.7979250359997,1887.9481674469253]
[null,6.1930000000000005,1949.4836494570568,1880.6145333687057]
[null,6.226,1942.037072731049,1864.3742442918535]
[null,6.2570000000000006,1934.8498258050711,1848.9934762621158]
[null,6.2880000000000003,1927.4794686828102,1833.5017630472842]
[null,6.32,1919.6823864617054,1817.4043400471639]
[null,6.3360000000000003,1915.7128786198593,1809.3186150386882]
[null,6.383,1903.7837457184874,1785.4398094313797]
[null,6.4139999999999997,1895.7002621946838,1769.5990566675578]
[null,6.4430000000000005,1887.9867974971639,1754.7254242778611]
[null,6.4619999999999997,1882.8551209443212,1744.9559784800044]
[null,6.4930000000000003,1874.3521722300941,1728.9814570538522]
[null,6.524,1865.6908801337418,1712.9725789130666]
[null,6.5419999999999998,1860.5905224259691,1703.6653821065654]
[null,6.5720000000000001,1851.9760240035721,1688.1407812434095]
[null,6.6189999999999998,1838.2010643341657,1663.8069323553354]
[null,6.6210000000000004,1837.6075113161048,1662.771568248844]
[null,6.665,1824.4010054139437,1640.0067496720694]
[null,6.6980000000000004,1814.3144338256614,1622.9610942758161]
[null,6.7290000000000001,1804.7022279857379,1606.982439092212]
[null,6.7469999999999999,1799.0617596816599,1597.7236485368503]
[null,6.7780000000000005,1789.2485686838365,1581.8176725935757]
[null,6.7940000000000005,1784.1358327722194,1573.6304977600125]
[null,6.8260000000000005,1773.8155438853573,1557.3084610999153]
[null,6.8570000000000002,1763.7009968516297,1541.5713526055883]
[null,6.8879999999999999,1753.4760260637513,1525.9175782356681]
[null,6.9210000000000003,1742.475087325477,1509.3560138792031]
[null,6.9649999999999999,1727.6299340255773,1487.4566528090581]
[null,6.9830000000000005,1721.5012630442488,1478.5633815693373]
[null,7.0140000000000002,1710.8742460516701,1463.3434293972505]
[null,7.0440000000000005,1700.5069775161373,1448.7373940261984]
[null,7.0620000000000003,1694.2491985056888,1440.0350686203531]
[null,7.093,1683.4093053748418,1425.1610726839031]
[null,7.1240000000000006,1672.4942877846993,1410.4374611133921]
[null,7.1429999999999998,1665.7693627166807,1401.4910503076478]
[null,7.1719999999999997,1655.4565594339062,1387.9546419585386]
[null,7.2190000000000003,1638.6275343905593,1366.3348690519517]
[null,7.25,1627.456564970772,1352.3010072898946]
[null,7.266,1621.670743785281,1345.1307262320429]
[null,7.298,1610.0612134332198,1330.9437451244926]
[null,7.3289999999999997,1598.7704904877942,1317.400837881406]
[null,7.3470000000000004,1592.1966570537334,1309.6302973103366]
[null,7.3929999999999998,1575.344588071616,1290.0919612290227]
[null,7.4080000000000004,1569.835056622351,1283.8223464765811]
[null,7.4260000000000002,1563.215607726265,1276.3661245290591]
[null,7.4569999999999999,1551.7975762664632,1263.6996758847527]
[null,7.4880000000000004,1540.361061477108,1251.2584476857814]
[null,7.5339999999999998,1523.366906844873,1233.2215703988581]
[null,7.5650000000000004,1511.9051025085064,1221.3578946105424]
[null,7.5830000000000002,1505.248664739139,1214.5787342918002]
[null,7.6150000000000002,1493.4162218677463,1202.7277240849162]
[null,7.6440000000000001,1482.6980590415349,1192.2120475137929]
[null,7.6619999999999999,1476.0495185123848,1185.7933190245838]
[null,7.6930000000000005,1464.6096731906443,1174.9347065168215]
[null,7.7140000000000004,1456.8695330781777,1167.7205291927453]
[null,7.7700000000000005,1436.2781072764662,1149.0463026061491]
[null,7.7720000000000002,1435.5442438455236,1148.3945934658198]
[null,7.819,1418.3350544501213,1133.3829930442398]
[null,7.8369999999999997,1411.7647937127035,1127.7883349200524]
[null,7.88,1396.1218830621617,1114.7699840677708]
[null,7.8980000000000006,1389.5977940271187,1109.4654933667796]
[null,7.9290000000000003,1378.3984514200026,1100.5302965856677]
[null,7.9640000000000004,1365.8140917995527,1090.7459121574057]
[null,7.9770000000000003,1361.1572311755178,1087.1934608197605]
[null,8.0080000000000009,1350.0926682956726,1078.9000808039257]
[null,8.0549999999999997,1333.4327720265665,1066.8009886973045]
[null,8.0590000000000011,1332.0216860342289,1065.7975086533918]
[null,8.0869999999999997,1322.1753262493278,1058.8874428041599]
[null,8.1340000000000003,1305.7760809683127,1047.7339547274623]
[null,8.1650000000000009,1295.0528494956386,1040.6788498557926]
[null,8.1859999999999999,1287.8329494694567,1036.0337700694715]
[null,8.213000000000001,1278.6046340565526,1030.2187505743229]
[null,8.2439999999999998,1268.0872559753375,1023.7573564927408]
[null,8.2620000000000005,1262.0199011039506,1020.1095934018873]
[null,8.3090000000000011,1246.3193041972406,1010.9381157333703]
[null,8.3390000000000004,1236.4086545866498,1005.3454823001732]
[null,8.370000000000001,1226.2618280129896,999.77499856072257]
[null,8.4009999999999998,1216.213468017655,994.41147974237333]
[null,8.4190000000000005,1210.4251801259993,991.39006965966962]
[null,8.4380000000000006,1204.3528727920013,988.27338439689402]
[null,8.48,1191.0695577959898,981.64200425205127]
[null,8.4979999999999993,1185.4367400742608,978.90603944110319]
[null,8.5289999999999999,1175.8219961678635,974.33866897411133]
[null,8.5649999999999995,1164.7959125602888,969.25717225448886]
[null,8.577,1161.1543832988677,967.61489829867355]
[null,8.6080000000000005,1151.8265761448972,963.48792821054803]
[null,8.6549999999999994,1137.9064805788269,957.53677344854691]
[null,8.6880000000000006,1128.2956219860164,953.56774726975902]
[null,8.7159999999999993,1120.2479960266237,950.32867193572622]
[null,8.734,1115.1269731235047,948.30625954935147]
[null,8.7650000000000006,1106.4045901543213,944.92853509579334]
[null,8.7870000000000008,1100.2897078775993,942.60909550364988]
[null,8.8130000000000006,1093.1441986937302,939.94724189007968]
[null,8.8439999999999994,1084.7403696024376,936.88035715574927]
[null,8.891,1072.2415488286806,932.43745868379563]
[null,8.91,1067.2723926455856,930.7074410805202]
[null,8.9390000000000001,1059.7812326475153,928.13508516202012]
[null,8.9700000000000006,1051.8987226463075,925.47079385447114]
[null,9.0009999999999994,1044.1462370503143,922.88813163884765]
[null,9.0090000000000003,1042.1667624320141,922.23406014535499]
[null,9.0489999999999995,1032.3999788930782,919.0344467357379]
[null,9.08,1024.9807095154472,916.62938932187478]
[null,9.0980000000000008,1020.7329425578534,915.25993703346876]
[null,9.1319999999999997,1012.8301313532623,912.72209337044956]
[null,9.1750000000000007,1003.0615198411808,909.5929391185449]
[null,9.2059999999999995,996.17554291987631,907.38424595627589]
[null,9.2370000000000001,989.42043980622452,905.20834261321522]
[null,9.2590000000000003,984.7057103376618,903.68085765827448]
[null,9.2850000000000001,979.21831195463801,901.89040697554083]
[null,9.3030000000000008,975.47285878752757,900.65861942060519]
[null,9.3339999999999996,969.12463080532279,898.5486697877368]
[null,9.354000000000001,965.09742394967759,897.19306360593555]
[null,9.3819999999999997,959.5490688479324,895.29967632942407]
[null,9.4130000000000003,953.5277210874724,893.20559443146419]
[null,9.4440000000000008,947.63317891218992,891.10931684419643]
[null,9.4809999999999999,940.7624130584079,888.59833208293128]
[null,9.5210000000000008,933.53416016740618,885.86513268204874]
[null,9.5389999999999997,930.34847266973293,884.62674842046169]
[null,9.57,924.95861257874446,882.47898197476684]
[null,9.604000000000001,919.18637392766209,880.09815080723729]
[null,9.6180000000000003,916.85150240037797,879.10921904115605]
[null,9.6490000000000009,911.7676071270306,876.89984628008983]
[null,9.68,906.80124230076444,874.66133727428883]
[null,9.7029999999999994,903.19156811772791,872.98026602410789]
[null,9.7279999999999998,899.33968124417322,871.13231910124932]
[null,9.7750000000000004,892.29729626027063,867.59647189268708]
[null,9.8060000000000009,887.79225956999846,865.21803214807755]
[null,9.8260000000000005,884.94383546428844,863.66330585718674]
[null,9.854000000000001,881.03145978248222,861.4594077046894]
[null,9.8849999999999998,876.80103993117723,858.98163397042833]
[null,9.9030000000000005,874.39272325997763,857.52451727031644]
[null,9.9529999999999994,867.88457309979697,853.40549876958141]
[null,9.9640000000000004,866.48804045341774,852.48520049032049]
[null,10.011000000000001,860.6609888575581,848.4960686596346]
[null,10.042,856.93929777391327,845.81506043135039]
[null,10.044,856.70244913630029,845.64075176589733]
[null,10.082000000000001,852.27615311839156,842.2985897957833]
[null,10.121,847.87643217961022,838.81015880975792]
[null,10.138999999999999,845.89350713602187,837.18092089323852]
[null,10.17,842.54750493739823,834.34777072097108]
[null,10.205,838.87239338183963,831.10956459518093]
[null,10.218,837.53447559066103,829.89667220179103]
[null,10.249000000000001,834.40202667918697,826.98352644481531]
[null,10.295999999999999,829.80453568723112,822.5150625372371]
[null,10.304,829.03972587023236,821.74878032990898]
[null,10.357000000000001,824.09891410649755,816.63549093498227]
[null,10.375,822.46948497272206,814.88598614021305]
[null,10.406000000000001,819.71907901317377,811.86013077332836]
[null,10.427,817.89509812139215,809.80244639977309]
[null,10.454000000000001,815.59524294561572,807.14926233293852]
[null,10.484999999999999,813.01572706957609,804.09505521711844]
[null,10.503,811.54707930901725,802.31898152514566]
[null,10.554,807.49789854788924,797.28282600934438]
[null,10.564,806.72277488398447,796.29559138853483]
[null,10.611000000000001,803.15895930650493,791.66235174725671]
[null,10.641999999999999,800.87739388637078,788.61671893850382]
[null,10.649000000000001,800.36953212187314,787.93058417439318]
[null,10.69,797.4473531325724,783.92666938511684]
[null,10.721,795.29536409790501,780.91972697883932]
[null,10.739000000000001,794.06763399215276,779.18341316018336]
[null,10.776,791.59234875694426,775.64007216353582]
[null,10.8,790.02029921256337,773.36248853252187]
[null,10.847,787.01428004007221,768.95661630153211]
[null,10.849,786.88842013308806,768.77086627245205]
[null,10.903,783.55041216286361,763.81492027679803]
[null,10.926,782.16251112669829,761.74132094469201]
[null,10.957000000000001,780.32205454323719,758.98487892198841]
[null,10.975,779.26869409779545,757.40567918818886]
[null,10.998000000000001,777.93843650562656,755.41171852375658]
[null,11.036,775.77751566887537,752.17900205276885]
[null,11.054,774.76924083932931,750.67573327002503]
[null,11.085000000000001,773.05467898504799,748.13089731913465]
[null,11.125,770.88113008945538,744.93315319352814]
[null,11.162000000000001,768.90694094439004,742.06528617283277]
[null,11.164,768.80117306579712,741.91280351241505]
[null,11.211,766.34197982301248,738.4064760090688]
[null,11.248000000000001,764.4395618720871,735.75266476779427]
[null,11.272,763.22020498202824,734.08279019275562]
[null,11.290000000000001,762.31282966909009,732.85743035130895]
[null,11.321,760.76372713658509,730.80213983628016]
[null,11.347,759.47701991011229,729.13266386329667]
[null,11.369,758.39667514698635,727.75910964265768]
[null,11.4,756.88666354823488,725.88489527404738]
[null,11.447000000000001,754.62259761343785,723.18081101060977]
[null,11.47,753.52486924391701,721.91806508131026]
[null,11.495000000000001,752.33870805639128,720.59059806290088]
[null,11.526,750.87735035650428,719.00954845073056]
[null,11.557,749.42570808416565,717.50003509882799]
[null,11.575000000000001,748.58696378001036,716.65611342552495]
[null,11.599,747.47306491548636,715.56776401247328]
[null,11.636000000000001,745.76500852311847,713.97144832492211]
[null,11.654,744.93780566338603,713.23011670163339]
[null,11.685,743.5184625910191,712.00647092347947]
[null,11.726000000000001,741.65067292913579,710.48893943545352]
[null,11.762,740.01860169319355,709.24819658427577]
[null,11.793000000000001,738.61855061165738,708.24602025606953]
[null,11.811,737.80770373980852,707.69133362691059]
[null,11.849,736.10054150719986,706.58359203246641]
[null,11.859,735.65226790834754,706.30591512530566]
[null,11.89,734.26503012617468,705.48029823251238]
[null,11.920999999999999,732.88121255064777,704.70578349403502]
[null,11.948,731.67853742275383,704.07064298749344]
[null,11.968999999999999,730.74468802461331,703.60072134357949]
[null,12,729.36851547645347,702.94336357654379]
[null,12.047000000000001,727.28713465327189,702.02296180351539]
[null,12.071,726.22654703937417,701.58524937868481]
[null,12.095000000000001,725.16742725499853,701.16732069038164]
[null,12.125999999999999,723.80153375136047,700.65421262034727]
[null,12.157,722.43802991467805,700.16802754408377]
[null,12.198,720.63837541486373,699.56040704180964]
[null,12.205,720.33154274680976,699.46017206117858]
[null,12.236000000000001,718.97423600012962,699.02671646438262]
[null,12.282999999999999,716.92127992137671,698.3958436310445]
[null,12.293000000000001,716.48527227873262,698.26470881397427]
[null,12.331,714.83110421088929,697.77287158186653]
[null,12.362,713.48491829761497,697.37591997936443]
[null,12.393000000000001,712.14185451020626,696.97909642872116]
[null,12.42,710.97478410441181,696.6309268106944]
[null,12.441000000000001,710.06889077026233,696.35699866525169]
[null,12.459,709.29374176108627,696.11917358877861]
[null,12.49,707.96178309651293,695.70112189755434]
[null,12.543000000000001,705.69405030711084,694.95368738436184]
[null,12.567,704.67138440167105,694.59831198037716]
[null,12.598000000000001,703.35463020430211,694.1207425562344]
[null,12.629,702.04286461807726,693.61977625302757]
[null,12.641999999999999,701.4943247880426,693.40211158189356]
[null,12.677,700.02227912659373,692.79201063645337]
[null,12.695,699.2680565066695,692.46375580896631]
[null,12.726000000000001,697.9738447537103,691.87380447876421]
[null,12.765000000000001,696.35456265042137,691.08466581506548]
[null,12.774000000000001,695.98235435132881,690.89477468803398]
[null,12.805,694.70470460374929,690.21744432582045]
[null,12.852,692.7812070099061,689.11910789630178]
[null,12.864000000000001,692.29283914701773,688.82441834897293]
[null,12.913,690.31080663056343,687.55892197939431]
[null,12.931000000000001,689.58777903282453,687.06849201801913]
[null,12.962,688.34920764603203,686.19110915973022]
[null,12.987,687.35666212216472,685.45308477285835]
[null,13.01,686.44863966859259,684.74994065199951]
[null,13.041,685.23276885718815,683.7655144897891]
[null,13.088000000000001,683.40744974789095,682.19285960271702]
[null,13.114000000000001,682.40738511169775,681.28177464142539]
[null,13.120000000000001,682.17760452313314,681.0674119410113]
[null,13.167,680.39097392281519,679.33572012628463]
[null,13.198,679.2257819111511,678.14363799546675]
[null,13.229000000000001,678.07139601920699,676.91322519026585]
[null,13.243,677.55366697721797,676.34534997572155]
[null,13.277000000000001,676.30583376025061,674.9357017368518]
[null,13.295,675.65074606045778,674.17248778431951]
[null,13.326000000000001,674.53166263310982,672.83186785816963]
[null,13.366,673.10502162188948,671.05587319257904]
[null,13.403,671.80308933588799,669.37049379991925]
[null,13.434000000000001,670.72560126118526,667.92989617573414]
[null,13.452,670.105602058454,667.08254565524567]
[null,13.465,669.6604215147031,666.46596639343636]
[null,13.513,668.03571334804894,664.15944395476822]
[null,13.531000000000001,667.43423382977164,663.28383841272273]
[null,13.562000000000001,666.40839538154728,661.76462744960554]
[null,13.588000000000001,665.55786990616343,660.48137676566557]
[null,13.61,664.84525398707615,659.3905241642874]
[null,13.641,663.85214518411897,657.84788567780504]
[null,13.688000000000001,662.37118387845828,655.50331181703348]
[null,13.715,661.53393321848364,654.15713887486322]
[null,13.749000000000001,660.49366970345568,652.4668380181331]
[null,13.766999999999999,659.94928531945686,651.57555101226183]
[null,13.798,659.02202241082477,650.04871240565274]
[null,13.81,658.66657316366445,649.46103405335998]
[null,13.846,657.611892988107,647.71176533164271]
[null,13.877000000000001,656.71767985318877,646.22501021837331]
[null,13.923999999999999,655.38648354275233,644.01298617799239]
[null,13.937000000000001,655.02347434487922,643.41136565698491]
[null,13.956,654.4969486437617,642.54087334425117]
[null,14.003,653.21489926709455,640.43658886625747]
[null,14.034000000000001,652.38505944453027,639.09073291185814]
[null,14.064,651.59378870356193,637.82325413465662]
[null,14.082000000000001,651.12454697608769,637.08030243907115]
[null,14.113,650.32601902406611,635.83333102226379]
[null,14.131,649.86788818053412,635.12899954463194]
[null,14.159000000000001,649.16322855490671,634.06346276939496]
[null,14.192,648.34507272359872,632.85662971796535]
[null,14.239000000000001,647.20245963281002,631.23386875258325]
[null,14.241,647.15441953514835,631.16740212337822]
[null,14.286,646.08585643029596,629.72957718977068]
[null,14.318,645.34014451065843,628.77589685809107]
[null,14.349,644.62870955381641,627.90802603104612]
[null,14.367000000000001,644.22048787989002,627.42981492064484]
[null,14.409000000000001,643.28159918781591,626.38852780540162]
[null,14.415000000000001,643.14900571087458,626.24836139994306]
[null,14.446,642.46992986362852,625.55861952451573]
[null,14.477,641.80072041477661,624.92681117489155]
[null,14.508000000000001,641.14113918525447,624.35303143964529]
[null,14.554,640.17963064501623,623.60820171876253]
[null,14.585000000000001,639.54291104433617,623.17746569368956]
[null,14.603,639.17724466754942,622.95336435759953]
[null,14.631,638.61419372178239,622.64224137067004]
[null,14.651,638.21622108842132,622.44756643707478]
[null,14.682,637.60611511984462,622.19033115646153]
[null,14.713000000000001,637.00399434217275,621.98593606702639]
[null,14.73,636.67709817305354,621.89569972413085]
[null,14.761000000000001,636.08684355457865,621.7698117397498]
[null,14.792,635.50393186515282,621.69217357543619]
[null,14.839,634.63360962927641,621.66160617301]
[null,14.870000000000001,634.06807135959457,621.69538173583328]
[null,14.887,633.7607009442778,621.73098568327498]
[null,14.918000000000001,633.20508184403457,621.82524815616614]
[null,14.949,632.65556258856805,621.95494617474731]
[null,14.967000000000001,632.33919273861841,622.0453276426972]
[null,15.01,631.59115349388651,622.30181776068923]
[null,15.044,631.0070819561472,622.54057413632393]
[null,15.046000000000001,630.97292122605757,622.55550045696941]
[null,15.077,630.44613649013036,622.79806583787376]
[null,15.109,629.90753466247111,623.06796402350562]
[null,15.154,629.15858193656561,623.4735405422349]
[null,15.185,628.64809670516399,623.76544670855026]
[null,15.203000000000001,628.35363851552404,623.93791187492707]
[null,15.232000000000001,627.88213771527376,624.21815347890731]
[null,15.250999999999999,627.57510413159423,624.40209857415834]
[null,15.282,627.07722778491029,624.70024342341333]
[null,15.313000000000001,626.58301099790447,624.9927059139045]
[null,15.359,625.85604564207847,625.40833917542068]
[null,15.39,625.37021201871676,625.67085210427206]
[null,15.391999999999999,625.33897625851478,625.68719807400475]
[null,15.439,624.60856882584278,626.04713577951998]
[null,15.454000000000001,624.37688141418187,626.15110337439933]
[null,15.487,623.86947956852225,626.35845336715636]
[null,15.518000000000001,623.39561528007698,626.52364651280413]
[null,15.548999999999999,622.92433124175432,626.65701971392775]
[null,15.581,622.44043643008797,626.75820607199921]
[null,15.597,622.19944215363796,626.79395039805945]
[null,15.644,621.49504993952439,626.83758275047194]
[null,15.675000000000001,621.03322416408696,626.81316344395759]
[null,15.704000000000001,620.60310883074794,626.74971642900312]
[null,15.723000000000001,620.32228498821371,626.68605320019174]
[null,15.754,619.86571430701508,626.54338245852716]
[null,15.785,619.41109814964523,626.35118977304671]
[null,15.803000000000001,619.14800461074276,626.21630303105439]
[null,15.833,618.71091962568823,625.95269005514626]
[null,15.851000000000001,618.44949902386259,625.77091399901008]
[null,15.882,618.00071264817313,625.41579300889953]
[null,15.926,617.36680512507655,624.81938378007328]
[null,15.959,616.89371637652437,624.30047745715831]
[null,15.99,616.4511138776146,623.75709592190833]
[null,16.007999999999999,616.19492309903376,623.41682468310739]
[null,16.024999999999999,615.95350747223722,623.07885648268143]
[null,16.068999999999999,615.33111841062646,622.13005754825531]
[null,16.087,615.07752818645372,621.71156507473233]
[null,16.118000000000002,614.64219300974082,620.95041825685041]
[null,16.148,614.22260659988331,620.16626493089177]
[null,16.195,613.56867836072195,618.84730121129758]
[null,16.196999999999999,613.54094551912976,618.78880631053335]
[null,16.244,612.89146920115104,617.36111583505487]
[null,16.274999999999999,612.46548731758185,616.36627414178395]
[null,16.305,612.05510319383166,615.36608993616107]
[null,16.323,611.80976536231003,614.74935827255752]
[null,16.353999999999999,611.38883875765737,613.65995850192303]
[null,16.385000000000002,610.96997722927858,612.53874884093386]
[null,16.404,610.71429779285734,611.83723125345011]
[null,16.433,610.32560916364037,610.74759476037377]
[null,16.48,609.69976836196668,608.93988103667982]
[null,16.510999999999999,609.28983782934279,607.72464246568745]
[null,16.527000000000001,609.07917229555039,607.09180428398486]
[null,16.559000000000001,608.65974276575207,605.81731575207698]
[null,16.59,608.25588939635827,604.57490494666183]
[null,16.608000000000001,608.02253284893447,603.85162783592637]
[null,16.654,607.43007330672538,602.00343108398908]
[null,16.669,607.23811534975664,601.40249352041633]
[null,16.687000000000001,607.0085836567938,600.68359058188753]
[null,16.718,606.61540330035075,599.45343651634482]
[null,16.748999999999999,606.2249622658677,598.23694082001339]
[null,16.795000000000002,605.65077305051898,596.46586527429758]
[null,16.826000000000001,605.26739074278225,595.30116690466537]
[null,16.844000000000001,605.04612796068943,594.63744049136051]
[null,16.876000000000001,604.65525443885963,593.4831076888687]
[null,16.905000000000001,604.30381237479105,592.46833609482564]
[null,16.923000000000002,604.08702851571127,591.85487188488264]
[null,16.954000000000001,603.71614095702125,590.83019741818293]
[null,16.975000000000001,603.46668587999307,590.16046279071122]
[null,17.001999999999999,603.14811118867317,589.33027573394031]
[null,17.033000000000001,602.78536376611794,588.42253726918227]
[null,17.080000000000002,602.24164922073862,587.14547650726877]
[null,17.097999999999999,602.03544052070947,586.68982383247567]
[null,17.141000000000002,601.54742389095793,585.68036489825658]
[null,17.158999999999999,601.34507718202576,585.29202397152903]
[null,17.190000000000001,600.99929883113111,584.67221447536042]
[null,17.225000000000001,600.61305244997288,584.04895231198452]
[null,17.238,600.47071731841913,583.83857739227824]
[null,17.269000000000002,600.13378198888017,583.38392315273222]
[null,17.315999999999999,599.62964479299978,582.82300175005525]
[null,17.32,599.58711395480179,582.78249000534754]
[null,17.347999999999999,599.29104838070668,582.53088708014843]
[null,17.395,598.80059041559116,582.23483016428156]
[null,17.426000000000002,598.48157298019771,582.12621594657583]
[null,17.446999999999999,598.26748839713173,582.09159805521961]
[null,17.474,597.99463929790318,582.09297938064481]
[null,17.504999999999999,597.68469934975155,582.15752967488072]
[null,17.523,597.50636645909174,582.2254758388608]
[null,17.57,597.04635934403416,582.50607156207877]
[null,17.600000000000001,596.75698784511803,582.76106427952539]
[null,17.631,596.46143251135857,583.08435465041384]
[null,17.661999999999999,596.16937725683772,583.46608879001064]
[null,17.669,596.10391151203328,583.56010993575421]
[null,17.71,595.72401604606273,584.16622658839981]
[null,17.741,595.44077416755999,584.68434864370886]
[null,17.759,595.27787736258711,585.00739369062001]
[null,17.792000000000002,594.9821971821334,585.63930545242761]
[null,17.806999999999999,594.84905603864831,585.94252918336576]
[null,17.838000000000001,594.57636824544966,586.59844060833325]
[null,17.869,594.30697844263364,587.29044362606692]
[null,17.919,593.87932394332211,588.47193851459383]
[null,17.946000000000002,593.65184941877726,589.13797084225473]
[null,17.977,593.39361611560469,589.9219541408952]
[null,17.995000000000001,593.24509882094162,590.3848684045862]
[null,18.026,592.99173851148362,591.19211667879335]
[null,18.048000000000002,592.81376774127443,591.77043621772987]
[null,18.074000000000002,592.60537169789609,592.45701377546106]
[null,18.105,592.35959396873125,593.27615992450228]
[null,18.123000000000001,592.21820871831858,593.75021797561624]
[null,18.170999999999999,591.84584062962199,595.00014027352699]
[null,18.2,591.62408340993943,595.73936508610791]
[null,18.231000000000002,591.38964419443323,596.51074583858235]
[null,18.262,591.15784474570887,597.2579063307877]
[null,18.27,591.09844662062653,597.44620284119048]
[null,18.309999999999999,590.80399523998881,598.35587278943945]
[null,18.341000000000001,590.5786461849965,599.01991584067218]
[null,18.359000000000002,590.44891346070199,599.38710383656996]
[null,18.393000000000001,590.20604687366961,600.04026490472518]
[null,18.436,589.90287248982099,600.78332438822861]
[null,18.466999999999999,589.68697625003358,601.25604568625818]
[null,18.469000000000001,589.67312257022434,601.28462683668465]
[null,18.52,589.3228511651231,601.93048650030619]
[null,18.545999999999999,589.14644704985449,602.19540706959481]
[null,18.564,589.02515212703713,602.35207203226378]
[null,18.594999999999999,588.81781058530362,602.56883113725905]
[null,18.615000000000002,588.68506262667177,602.67205207878658]
[null,18.643000000000001,588.50052533792336,602.76694261957141]
[null,18.673999999999999,588.29795154389194,602.80285463567179]
[null,18.705000000000002,588.0971457478023,602.76445207980839]
[null,18.742000000000001,587.85971031245845,602.61944625528849]
[null,18.782,587.60565850166927,602.33949909405169]
[null,18.8,587.49219872278252,602.17144075783165]
[null,18.831,587.2980128552058,601.82061465712582]
[null,18.865000000000002,587.08675372135576,601.34667457874025]
[null,18.879000000000001,587.00027271121928,601.12454315420814]
[null,18.91,586.80980422821096,600.57715398722576]
[null,18.940999999999999,586.62071040717956,599.95416936322442]
[null,18.963999999999999,586.48127680642824,599.44393718467234]
[null,18.989000000000001,586.33052827674112,598.8438644001393]
[null,19.036000000000001,586.04933009658419,597.59128629923021]
[null,19.067,585.86538248116733,596.67964351179603]
[null,19.087,585.7473283074421,596.05700695994597]
[null,19.115000000000002,585.58285057013188,595.14176272938073]
[null,19.146000000000001,585.40180906986348,594.07197933416046]
[null,19.164000000000001,585.2971865947377,593.42498632580634]
[null,19.213999999999999,585.0084332313852,591.53577293765977]
[null,19.225000000000001,584.94526709698198,591.10325295216137]
[null,19.272000000000002,584.67679321168828,589.19406384383592]
[null,19.274000000000001,584.66541895794126,589.11078025456607]
[null,19.309000000000001,584.46701853764944,587.62935139173499]
[null,19.350999999999999,584.23052911364061,585.79917224010694]
[null,19.382000000000001,584.05706475515774,584.41891375185162]
[null,19.400000000000002,583.95675967457237,583.60848686514305]
[null,19.436,583.75705288884797,581.97306578933842]
[null,19.461000000000002,583.61906731851354,580.8298231474497]
[null,19.478999999999999,583.52006878616055,580.00486845628291]
[null,19.510000000000002,583.35025391110673,578.58426908821048]
[null,19.559000000000001,583.08358035570177,576.35205789091037]
[null,19.587,582.93214579180233,575.09161840208355]
[null,19.588999999999999,582.92135534937358,575.00216674139062]
[null,19.635999999999999,582.66878653112133,572.92823422694335]
[null,19.667000000000002,582.50325326164864,571.59632490810543]
[null,19.687999999999999,582.39159367596551,570.71386898840467]
[null,19.715,582.24859654512113,569.60608532654214]
[null,19.745999999999999,582.08520039073846,568.37585125533747]
[null,19.763999999999999,581.99071180748138,567.68402990800166]
[null,19.815000000000001,581.72454534645522,565.82416878511197]
[null,19.824999999999999,581.6726262240262,565.47826478915488]
[null,19.872,581.42980463907224,563.94292432824625]
[null,19.902999999999999,581.27073667151603,563.01735891752571]
[null,19.91,581.23493920770761,562.81850046520208]
[null,19.951000000000001,581.02617273405178,561.73234969494217]
[null,19.981999999999999,580.86936083855585,561.00401304362958]
[null,20,580.7787230000431,560.61939448608302]
[null,20.036999999999999,580.59337907450231,559.92024286439062]
[null,20.061,580.47385972172822,559.53437484276083]
[null,20.079000000000001,580.38458785254022,559.28075034070173]
[null,20.11,580.23158869803626,558.91719285960278]
[null,20.135999999999999,580.10400385414937,558.68488278198959]
[null,20.187000000000001,579.85572704562423,558.42496497372156]
[null,20.218,579.70612079148475,558.39512429186152]
[null,20.236000000000001,579.61971322883142,558.42249527096442]
[null,20.259,579.50980148069391,558.50526785261457]
[null,20.297000000000001,579.32944688715054,558.75912594288877]
[null,20.315000000000001,579.24456085958752,558.92996758211154]
[null,20.346,579.09920028916304,559.29958577808384]
[null,20.385999999999999,578.91321392635291,559.91517647863407]
[null,20.394000000000002,578.87623207913509,560.05670803511089]
[null,20.425000000000001,578.73361303192576,560.66184564714274]
[null,20.472000000000001,578.51948678467977,561.74625839386772]
[null,20.481000000000002,578.47877617508971,561.97608724946178]
[null,20.533000000000001,578.2454230801477,563.43657061072179]
[null,20.551000000000002,578.16539408743836,563.99252619504637]
[null,20.582000000000001,578.02847699276424,565.00698108267943]
[null,20.608000000000001,577.91453857345959,565.91041414435563]
[null,20.63,577.81877196482662,566.70996210189298]
[null,20.661000000000001,577.68483543198261,567.88729686051784]
[null,20.708000000000002,577.48403673946916,569.77366802907352]
[null,20.731000000000002,577.38677649804481,570.73582854802555]
[null,20.756,577.28181120995862,571.80673460768639]
[null,20.786999999999999,577.15274783241273,573.16590921074078]
[null,20.818000000000001,577.02490077737411,574.55336809594758]
[null,20.830000000000002,576.97573926376583,575.09656703588371]
[null,20.866,576.82935543573183,576.74126348361108]
[null,20.897000000000002,576.70462905808097,578.16908849920412]
[null,20.914999999999999,576.63277175298322,579.00000847343631]
[null,20.952999999999999,576.48243692194649,580.75104874236081]
[null,20.992000000000001,576.33007226475593,582.53195332934547]
[null,21.023,576.21035393819875,583.92611115059583]
[null,21.054000000000002,576.09186742038617,585.29326687599848]
[null,21.080000000000002,575.9934399554968,586.41375176267547]
[null,21.102,575.91082955591264,587.33983549350739]
[null,21.12,575.84369806401742,588.08062967028707]
[null,21.151,575.72904808490864,589.31653026928484]
[null,21.182000000000002,575.61561515277401,590.4960220764184]
[null,21.209,575.51780569926541,591.47214718057739]
[null,21.23,575.44236395245446,592.19553143363305]
[null,21.260999999999999,575.33200330060083,593.20165137822926]
[null,21.308,575.16695235045677,594.57462689317799]
[null,21.332000000000001,575.0837170892745,595.19942280815201]
[null,21.356000000000002,575.00118280635786,595.76943201204483]
[null,21.387,574.89560521395322,596.42096081523766]
[null,21.417999999999999,574.79117699743335,596.97283839536749]
[null,21.431000000000001,574.74772363378861,597.17362472461537]
[null,21.466000000000001,574.63172021218691,597.62143362477252]
[null,21.497,574.5301633802236,597.90210556649117]
[null,21.544,574.3782877311977,598.11340345320025]
[null,21.554000000000002,574.34629574563928,598.1244104462686]
[null,21.591999999999999,574.22574159638623,598.05590817149653]
[null,21.623000000000001,574.12857044321981,597.86951710021231]
[null,21.654,574.03243802021109,597.56510697255453]
[null,21.681000000000001,573.94954293992771,597.2037201336417]
[null,21.702000000000002,573.885597579923,596.86085325037993]
[null,21.72,573.83115084115911,596.5241505035998]
[null,21.751000000000001,573.73815753500389,595.85238362405198]
[null,21.776,573.66386772080341,595.22693727043111]
[null,21.827999999999999,573.51131612386246,593.69216992158033]
[null,21.859000000000002,573.42160963191361,592.63148650743869]
[null,21.861000000000001,573.41585327463031,592.55942443466608]
[null,21.902999999999999,573.2958274916017,590.9475354864602]
[null,21.937999999999999,573.19703413375646,589.46581511804425]
[null,21.956,573.14665116793492,588.65722462979932]
[null,21.987000000000002,573.06054360454971,587.19433652337784]
[null,22.026,572.95338074011534,585.23539472820437]
[null,22.035,572.92883170902053,584.76575660141634]
[null,22.065999999999999,572.84478263316828,583.10127615227577]
[null,22.097000000000001,572.7615075740058,581.36950341891827]
[null,22.125,572.68694101389178,579.7535224387226]
[null,22.173999999999999,572.55789075386372,576.82472257489553]
[null,22.192,572.51093341553985,575.72173071314239]
[null,22.222999999999999,572.4306127213282,573.79489538581686]
[null,22.248000000000001,572.36633479255727,572.22084169478615]
[null,22.271000000000001,572.30758229484502,570.76106971197282]
[null,22.302,572.22896239917145,568.78246380705775]
[null,22.349,572.1109739332901,565.77704959133416]
[null,22.375,572.04631167388743,564.12166376695552]
[null,22.381,572.03144974731561,563.74115783620402]
[null,22.428000000000001,571.91579426094916,560.79020709923532]
[null,22.459,571.8402341335368,558.88308591153202]
[null,22.47,571.8135572544453,558.21596871720919]
[null,22.507000000000001,571.72433279746519,556.01604842367431]
[null,22.538,571.6501658728348,554.23343581898416]
[null,22.556000000000001,571.60734182133854,553.22743994818848]
[null,22.597000000000001,571.51044239249131,551.0261674072334]
[null,22.617000000000001,571.46349263040872,550.00234594574806]
[null,22.664000000000001,571.35395974143671,547.74063747110267]
[null,22.666,571.34932320899065,547.6491773083726]
[null,22.696000000000002,571.28001007625255,546.32728566278467]
[null,22.743000000000002,571.17228858641067,544.4561012493117]
[null,22.774000000000001,571.10180483892793,543.36509432365199]
[null,22.792000000000002,571.06108119508031,542.78674871863223]
[null,22.823,570.99128890682687,541.88950623880453]
[null,22.849,570.93308306623283,541.23658607890468]
[null,22.871000000000002,570.88406339133087,540.75729557911211]
[null,22.902000000000001,570.81534528643226,540.19884356295995]
[null,22.949000000000002,570.71193919653444,539.62035965888833]
[null,22.975999999999999,570.65295384758963,539.43764217995567]
[null,23.01,570.57910377803512,539.36558347526045]
[null,23.028000000000002,570.54019790614211,539.39937243330382]
[null,23.059000000000001,570.47350090300631,539.57493099543785]
[null,23.071000000000002,570.44778656434892,539.68281876304036]
[null,23.106999999999999,570.37098898070656,540.14003921817584]
[null,23.138000000000002,570.30527051051718,540.69351428849234]
[null,23.155999999999999,570.26728575076504,541.08213957493956]
[null,23.198,570.17915057916377,542.178341537096]
[null,23.216999999999999,570.13950733004276,542.75993735900488]
[null,23.263999999999999,570.04204957185073,544.42144346273665]
[null,23.295000000000002,569.97824172062735,545.68541858520894]
[null,23.324999999999999,569.91685010218862,547.03034145983202]
[null,23.343,569.88018429859983,547.89260827921839]
[null,23.373999999999999,569.81733559721613,549.47069545680461]
[null,23.391999999999999,569.78101617286802,550.43882839451771]
[null,23.42,569.72477321373526,552.01651338229237]
[null,23.452999999999999,569.65888517097369,553.98114676282876]
[null,23.471,569.62312863285979,555.09745210810649]
[null,23.501999999999999,569.56185119933616,557.08793208276711]
[null,23.547000000000001,569.47358714152074,560.11396993232051]
[null,23.579000000000001,569.41132044710969,562.35002457565645]
[null,23.61,569.35139831045797,564.57111963791056]
[null,23.628,569.31678607691128,565.88143466399777]
[null,23.67,569.23654612855796,568.98408937264776]
[null,23.676000000000002,569.22514327257272,569.43133575332445]
[null,23.707000000000001,569.16646913589625,571.75244722807895]
[null,23.738,569.10820068728924,574.08263388383307]
[null,23.769000000000002,569.05034138237477,576.41049751108449]
[null,23.815000000000001,568.96524713943518,579.83584148455304]
[null,23.817,568.96156817847395,579.98349610070034]
[null,23.864000000000001,568.87561562251017,583.40870845220093]
[null,23.891999999999999,568.82487169924264,585.39814627203418]
[null,23.911999999999999,568.78883894308217,586.78999816052487]
[null,23.943000000000001,568.73334117727597,588.89148069441887]
[null,23.974,568.67827549785613,590.91529863617893]
[null,23.991,568.64826281071555,591.98826028661938]
[null,24.022000000000002,568.59387253211401,593.87066359941332]
[null,24.053000000000001,568.53992237738271,595.64857384455991]
[null,24.1,568.45897293961764,598.1228840308703]
[null,24.114000000000001,568.43505860996754,598.80426573035766]
[null,24.148,568.37736205973954,600.34504435247607]
[null,24.179000000000002,568.32522902682547,601.60174624220065]
[null,24.21,568.27354906810103,602.7091738962522]
[null,24.241,568.2223241329757,603.66024918632274]
[null,24.257999999999999,568.19442685291165,604.11309081761726]
[null,24.276,568.16503855438305,604.53814084065039]
[null,24.307000000000002,568.11478780153652,605.13594199514921]
[null,24.338000000000001,568.06499663467184,605.55982671561549]
[null,24.37,568.01408235095471,605.81070049485868]
[null,24.414999999999999,567.94331569914345,605.83613696786165]
[null,24.446000000000002,567.89513120799973,605.62801482904786]
[null,24.464000000000002,567.86736497341542,605.42210666016513]
[null,24.493000000000002,567.82295773110889,604.9586769651479]
[null,24.512,567.79408213691966,604.5670371055653]
[null,24.542999999999999,567.74734072134368,603.77914825311541]
[null,24.574000000000002,567.70105900472413,602.80819624240485]
[null,24.62,567.63322739436626,601.0358997493737]
[null,24.622,567.63030101821471,600.95000729587287]
[null,24.653000000000002,567.58518461085134,599.5264650016228]
[null,24.7,567.51764768276246,597.04629604055299]
[null,24.715,567.49631177224956,596.17593397041696]
[null,24.748000000000001,567.44974264814471,594.13255912175384]
[null,24.779,567.40645668989168,592.05861608866894]
[null,24.810000000000002,567.36361398398947,589.84354466443961]
[null,24.841999999999999,567.31985063859565,587.41859744973237]
[null,24.858000000000001,567.29814351792436,586.15668924271154]
[null,24.905000000000001,567.23504580910139,582.27563958514133]
[null,24.936,567.19396764425255,579.58764035015099]
[null,24.965,567.15592341179797,576.9930046229457]
[null,24.984000000000002,567.13119718291671,575.25604764367051]
[null,25.015000000000001,567.09118988756779,572.36783941615215]
[null,25.045999999999999,567.05159435131827,569.42379958548827]
[null,25.064,567.02879035853164,567.69403455767099]
[null,25.094000000000001,566.991085637379,564.78665595118093]
[null,25.112000000000002,566.96864226078992,563.03202484409428]
[null,25.143000000000001,566.93030160978753,560.00173392539546]
[null,25.187000000000001,566.87655042198264,555.70702462366864]
[null,25.22,566.83674239656045,552.51311862086118]
[null,25.251000000000001,566.7997344946092,549.55139679248532]
[null,25.269000000000002,566.77841587559533,547.85473103769709]
[null,25.286000000000001,566.75839486086841,546.2710467895289]
[null,25.330000000000002,566.70707924899784,542.2735530481151]
[null,25.347999999999999,566.68629277513378,540.68738767834952]
[null,25.379000000000001,566.65076964684965,538.03360179769356]
[null,25.408999999999999,566.61671956785494,535.57033226545241]
[null,25.427,566.59644154326634,534.1469832236279]
[null,25.458000000000002,566.56178125915778,531.8003422853609]
[null,25.504999999999999,566.50985386597335,528.51956874772213]
[null,25.536000000000001,566.47600473460079,526.55577391093902]
[null,25.565999999999999,566.44354381225014,524.81902862967081]
[null,25.584,566.42420471898424,523.85822600172139]
[null,25.615000000000002,566.39113591613659,522.35284755614089]
[null,25.631,566.37418395773227,521.65228824795008]
[null,25.663,566.34051234173535,520.41294428231345]
[null,25.693999999999999,566.3081829787219,519.42459300310986]
[null,25.741,566.25969807274498,518.33959038772002]
[null,25.757999999999999,566.24231495714173,518.07312487427816]
[null,25.773,566.22704358400767,517.89459959206545]
[null,25.82,566.17959050632464,517.6835486989321]
[null,25.850999999999999,566.14861406632906,517.83684738841851]
[null,25.885000000000002,566.1149268088576,518.27458274402295]
[null,25.899000000000001,566.10114119944649,518.53695410518253]
[null,25.93,566.07079035146035,519.28809981662243]
[null,25.948,566.05327593710706,519.83141602408011]
[null,25.978999999999999,566.02329588048849,520.95016302521071]
[null,26.01,565.99354392803514,522.29769278557751]
[null,26.056000000000001,565.94980595009531,524.70940164139824]
[null,26.087,565.9206000573306,526.60423579798999]
[null,26.105,565.9037393712963,527.80086817510175]
[null,26.137,565.87393873858628,530.09735288969]
[null,26.166,565.84712100556374,532.35861105046263]
[null,26.184000000000001,565.8305644697158,533.84464679063592]
[null,26.215,565.80220764580122,536.54504553041068]
[null,26.231999999999999,565.78674048613561,538.09830578149672]
[null,26.263000000000002,565.75868537494819,541.05481381175855]
[null,26.294,565.73082081953248,544.16069600127548]
[null,26.341000000000001,565.68893103956498,549.12389809017338]
[null,26.359000000000002,565.67300007671565,551.09673565305809]
[null,26.402000000000001,565.63518941555992,555.94684612818469]
[null,26.42,565.61946371888041,558.02680992774503]
[null,26.451000000000001,565.59251987594087,561.66480487173487]
[null,26.486000000000001,565.5623089039658,565.83864515545122]
[null,26.498999999999999,565.55114372095409,567.40208066194919]
[null,26.53,565.52464042292479,571.14834439914648]
[null,26.548000000000002,565.50932936734091,573.32978638504801]
[null,26.581,565.48140663237757,577.32690513415059]
[null,26.609000000000002,565.45786326326527,580.70236355343093]
[null,26.655999999999999,565.41864814574512,586.29605722982922]
[null,26.687000000000001,565.39298992337012,589.90959097276811]
[null,26.708000000000002,565.37570151040177,592.31212004901693]
[null,26.734999999999999,565.35358344780707,595.33689705006543]
[null,26.766000000000002,565.32834060202356,598.70654456204613]
[null,26.783999999999999,565.31375781856991,600.60587206609591]
[null,26.831,565.27593745971774,605.33879640392138]
[null,26.861000000000001,565.25199075372063,608.16817016584912]
[null,26.891999999999999,565.22740444567478,610.91666245115107]
[null,26.894000000000002,565.22582376786056,611.08751088956649]
[null,26.93,565.1974863368207,614.02076768437257]
[null,26.971,565.16547822029497,617.01400189413118]
[null,27.001999999999999,565.14146468120293,619.01359212415537]
[null,27.02,565.12759565955946,620.06499927714935]
[null,27.053000000000001,565.10231125379164,621.77460316331405]
[null,27.068000000000001,565.09087927090775,622.45565430068859]
[null,27.099,565.0673741703863,623.66688878174057]
[null,27.13,565.0440326244053,624.60649516029196]
[null,27.152000000000001,565.02756721370679,625.10437164218365]
[null,27.207000000000001,564.98676698693782,625.71970675036027]
[null,27.209,564.98529315706696,625.72488981738809]
[null,27.256,564.95085741023161,625.49452239203742]
[null,27.275000000000002,564.9370454328473,625.20856492848782]
[null,27.304000000000002,564.91608539872027,624.55720559490078]
[null,27.335000000000001,564.89384270900712,623.57402433259517]
[null,27.366,564.87176907930507,622.29592135108828]
[null,27.402000000000001,564.84634838042359,620.44560252740996]
[null,27.414000000000001,564.83792592288614,619.74251373366383]
[null,27.461000000000002,564.80518512972003,616.58174937015099]
[null,27.492000000000001,564.78380655603394,614.1509162020451]
[null,27.497,564.7803745690959,613.73377989470805]
[null,27.54,564.75104551878883,609.8678585726833]
[null,27.571000000000002,564.73010874227577,606.78229627768997]
[null,27.602,564.70934643686871,603.46030243742632]
[null,27.62,564.6973711894542,601.42818448577361]
[null,27.654,564.67491262961221,597.39474236176795]
[null,27.696999999999999,564.6468121195611,591.95606397517531]
[null,27.699000000000002,564.64551337026319,591.69458568278594]
[null,27.73,564.62547669427136,587.55248520005466]
[null,27.780999999999999,564.59289768522899,580.40986984132428]
[null,27.807000000000002,564.57647312514246,576.63480438391321]
[null,27.824999999999999,564.56517526002017,573.97688669034392]
[null,27.856000000000002,564.54585783808466,569.3275312682631]
[null,27.876000000000001,564.53348899944444,566.28815784213964]
[null,27.904,564.51629645953199,561.99361785442625]
[null,27.935000000000002,564.49743026377973,557.20337338169418]
[null,27.966000000000001,564.47874081638724,552.39772368293188]
[null,28.003,564.45666499369975,546.67387039495929]
[null,28.013999999999999,564.45015028381852,544.98010368886048]
[null,28.061,564.42256374980559,537.81776973407295]
[null,28.092000000000002,564.4045885939563,533.18796700190273]
[null,28.126000000000001,564.38507426661363,528.22839086575584]
[null,28.14,564.37709965615625,526.22898974236421]
[null,28.170999999999999,564.35956708692333,521.90450217974626]
[null,28.202000000000002,564.34220668245223,517.73976662769701]
[null,28.225000000000001,564.32943705824471,514.76591241035351]
[null,28.25,564.31566340619986,511.65691386751678]
[null,28.297000000000001,564.29006686561979,506.19698072273854]
[null,28.327999999999999,564.27339521463546,502.89817711113062]
[null,28.347999999999999,564.26272766203431,500.90793973625341]
[null,28.376000000000001,564.24790868184925,498.31393799700987]
[null,28.407,564.23165808692772,495.71716299399213]
[null,28.425000000000001,564.22229697614193,494.34799103165693]
[null,28.446999999999999,564.21092961979343,492.81798593609557]
[null,28.486000000000001,564.19097674059185,490.50754102505726]
[null,28.504000000000001,564.18185249764394,489.62005450188633]
[null,28.535,564.16626273934003,488.3646256799891]
[null,28.57,564.14884834780025,487.37262309508424]
[null,28.612000000000002,564.1282091816696,486.79298977944165]
[null,28.643000000000001,564.11315350314771,486.80061042811036]
[null,28.661000000000001,564.10447998643599,486.9766089408144]
[null,28.696999999999999,564.08728205318903,487.70892654906794]
[null,28.722000000000001,564.07545462898929,488.51632952055246]
[null,28.740000000000002,564.06699683784711,489.24910683738449]
[null,28.771000000000001,564.05254305528467,490.80688885016525]
[null,28.792000000000002,564.04283168624784,492.07321032171131]
[null,28.818999999999999,564.03043923903851,493.94887325710306]
[null,28.85,564.01633900271293,496.44045874398665]
[null,28.897000000000002,563.99521775540325,500.88875175639021]
[null,28.919,563.98543556410016,503.23979758168224]
[null,28.958000000000002,563.96825475653111,507.81108546270161]
[null,28.975999999999999,563.96039329942982,510.08852054067455]
[null,29.007000000000001,563.94695335047766,514.24722374981081]
[null,29.045999999999999,563.9302203742925,519.88086920240539]
[null,29.055,563.92638624181018,521.24097869124853]
[null,29.086000000000002,563.91325700265645,526.08726357122418]
[null,29.132999999999999,563.89357574963583,533.87427596350631]
[null,29.164000000000001,563.88073926806715,539.26701309177542]
[null,29.170999999999999,563.87785636005299,540.50996239492838]
[null,29.212,563.86108469918702,547.95517835869805]
[null,29.243000000000002,563.84853082915265,553.74630067033581]
[null,29.260999999999999,563.8412907979008,557.16106087422486]
[null,29.298000000000002,563.82652027320341,564.27387936052696]
[null,29.321999999999999,563.81701848372086,568.93681396573254]
[null,29.34,563.80993231681589,572.44991471277694]
[null,29.371000000000002,563.797807868939,578.51425970405978]
[null,29.397000000000002,563.78771534909561,583.59597211335256]
[null,29.448,563.76811639306823,593.48202582605643]
[null,29.478999999999999,563.7563286071321,599.39268883628199]
[null,29.497,563.74952668753883,602.77591364355999]
[null,29.52,563.74088023883201,607.03560704953509]
[null,29.558,563.72670343743266,613.88788938862717]
[null,29.576000000000001,563.72003462439534,617.04023343500512]
[null,29.606999999999999,563.70861837089421,622.30750187523051]
[null,29.647000000000002,563.69401443336324,628.76254623114562]
[null,29.655000000000001,563.69111052825019,630.00282029908931]
[null,29.686,563.67991028875156,634.63520346067105]
[null,29.733000000000001,563.66308574801644,641.08775111946545]
[null,29.742000000000001,563.65988521613406,642.23896934161542]
[null,29.794,563.6415242221866,648.3160559946075]
[null,29.812000000000001,563.63521985919863,650.17971042787292]
[null,29.843,563.62442330227896,653.08307785402724]
[null,29.869,563.61542693679326,655.20810919248038]
[null,29.891000000000002,563.60785606004822,656.77748190624595]
[null,29.922000000000001,563.59725177313419,658.62203738245114]
[null,29.969000000000001,563.58131474638071,660.57318603375893]
[null,29.992000000000001,563.57357669116311,661.14658421816978]
[null,30.016999999999999,563.56521066875462,661.47980445050314]
[null,30.048000000000002,563.55490121630396,661.46816601321177]
[null,30.079000000000001,563.54466245754838,660.9816186567466]
[null,30.091000000000001,563.54071791354249,660.66512042472243]
[null,30.126999999999999,563.52894695848943,659.28563776021281]
[null,30.158000000000001,563.51888571291909,657.58182191961305]
[null,30.176000000000002,563.51307528393522,656.37459477954781]
[null,30.214000000000002,563.50088457932816,653.30553657149312]
[null,30.253,563.4884793636819,649.43317610819213]
[null,30.283999999999999,563.47869518142602,645.84592769410483]
[null,30.286000000000001,563.4780662589568,645.59932027370644]
[null,30.341000000000001,563.46088047448859,638.11885299681205]
[null,30.363,563.45406521566383,634.76119226075673]
[null,30.381,563.44851412574087,631.86551609982337]
[null,30.411999999999999,563.4390066377191,626.57731038142185]
[null,30.436,563.43169175511639,622.23311329201078]
[null,30.46,563.42441675741975,617.68243607085765]
[null,30.491,563.41507887068121,611.51761124560846]
[null,30.522000000000002,563.40580744447811,605.05389120184543]
[null,30.563000000000002,563.39364730074863,596.09405221772658]
[null,30.599,563.38306597751568,587.89116586982459]
[null,30.617000000000001,563.37780895696812,583.68827955632821]
[null,30.648,563.36880781742127,576.31517015505449]
[null,30.686,563.35786508957267,567.08787154452546]
[null,30.696000000000002,563.35500208928727,564.63236858321227]
[null,30.727,563.34617097302134,556.96812291529932]
[null,30.757999999999999,563.33740675855643,549.25306596083487]
[null,30.776,563.33234860714254,544.76454717870649]
[null,30.815000000000001,563.32146690985655,535.05795229567696]
[null,30.853000000000002,563.31096660934031,525.6829861437559]
[null,30.884,563.30247558392398,518.14412950434416]
[null,30.914999999999999,563.29405209631489,510.74374895385785]
[null,30.942,563.28677063644875,504.44017842236366]
[null,30.963000000000001,563.28114281625062,499.64520622629698]
[null,30.981000000000002,563.27634374975639,495.619762577247]
[null,31.012,563.26813237406384,488.89132167550696]
[null,31.036999999999999,563.26155983373894,483.67384115621456]
[null,31.089000000000002,563.24803084398127,473.50095331451678]
[null,31.091000000000001,563.24751432930202,473.12959580134401]
[null,31.122,563.23954467275178,467.57764106159135]
[null,31.164000000000001,563.22885599376923,460.70634081149763]
[null,31.199000000000002,563.22004455691899,455.59920077976318]
[null,31.217000000000002,563.21554687893365,453.20546252292399]
[null,31.248000000000001,563.20785487981766,449.47142032675328]
[null,31.286999999999999,563.19827486657061,445.50276719161849]
[null,31.295999999999999,563.19607943809103,444.70632219405161]
[null,31.327000000000002,563.18856141346384,442.31618028086757]
[null,31.358000000000001,563.18111153348048,440.48635242345233]
[null,31.385999999999999,563.17444109313237,439.32757538798757]
[null,31.435000000000002,563.16290108588021,438.45505790754362]
[null,31.452999999999999,563.1587043924477,438.50969827723907]
[null,31.484000000000002,563.151530118285,439.0815762188405]
[null,31.509,563.1457934725421,439.98512576362918]
[null,31.532,563.14055432978091,441.16580747426906]
[null,31.563000000000002,563.13355116935406,443.28594487439165]
[null,31.581,563.12951543122972,444.79427972236044]
[null,31.635999999999999,563.11732263873921,450.64956618685858]
[null,31.641999999999999,563.11600509890991,451.40043464935519]
[null,31.689,563.10576946370202,458.02662889476244]
[null,31.720000000000002,563.09910045258925,463.10188833199618]
[null,31.731000000000002,563.09674963066288,465.03334108888083]
[null,31.768000000000001,563.08890194845253,472.01564085740984]
[null,31.798999999999999,563.08239720552729,478.42044602621218]
[null,31.817,563.07864948420047,482.3607518495055]
[null,31.858000000000001,563.07019254378338,491.90901664266363]
[null,31.878,563.06610703383694,496.83947975561512]
[null,31.896000000000001,563.06245223790177,501.42013302191208]
[null,31.927,563.05620675172531,509.60712691130641]
[null,31.957000000000001,563.05022115091788,517.86015116936107]
[null,32.003999999999998,563.04095790532119,531.35984265028162]
[null,32.035000000000004,563.03492348105442,540.58625532486724]
[null,32.052999999999997,563.03144680793389,546.04134819141132]
[null,32.08,563.02626890306806,554.33641259920898]
[null,32.113999999999997,563.01981128956481,564.93327068980352]
[null,32.131999999999998,563.01642056675882,570.59288431705772]
[null,32.163000000000004,563.01062595098028,580.38779417942658]
[null,32.207000000000001,563.00249777391775,594.31349606008951]
[null,32.24,562.99647477032192,604.70277092996116]
[null,32.241999999999997,562.99611173133064,605.329429975587]
[null,32.289000000000001,562.9876450388158,619.9067842878278]
[null,32.302,562.98532490290665,623.87536034565551]
[null,32.35,562.97683840438515,638.20615226726773]
[null,32.368000000000002,562.97368808377541,643.42465718687833]
[null,32.399000000000001,562.96830295462121,652.17491511633295]
[null,32.417000000000002,562.96519931843454,657.10292633192773]
[null,32.459000000000003,562.9580228181361,668.10790128379529]
[null,32.478000000000002,562.95480594500486,672.83704596107748]
[null,32.524999999999999,562.94692627334723,683.78989715182684]
[null,32.555999999999997,562.94178870500343,690.3807519484584]
[null,32.558,562.94145885441196,690.78755209119379]
[null,32.603999999999999,562.93392524189153,699.49272903685699]
[null,32.634999999999998,562.92890467143252,704.61950298088345]
[null,32.652999999999999,562.92600999254898,707.30804782306814]
[null,32.680999999999997,562.92153666042213,711.05301212567576]
[null,32.713999999999999,562.91630995708647,714.75964455385019]
[null,32.731999999999999,562.91347944688687,716.44910702936545]
[null,32.762999999999998,562.90863795282121,718.79376802048057]
[null,32.808,562.90168358789435,720.8924120069712]
[null,32.840000000000003,562.89679023429971,721.42252930196423]
[null,32.871000000000002,562.8920901683174,721.16046028702954]
[null,32.889000000000003,562.88937905614307,720.65508409652307]
[null,32.902999999999999,562.88727942885942,720.08189130507708]
[null,32.950000000000003,562.88028754054949,717.00331227893741]
[null,32.968000000000004,562.87763266619379,715.35408982950946]
[null,32.999000000000002,562.87308955945264,711.9074010931671]
[null,33.03,562.86858284238997,707.70111261491434]
[null,33.047000000000004,562.86612665008488,705.07620919096769]
[null,33.078000000000003,562.86167510547614,699.71929108800975]
[null,33.125,562.8549923809087,690.22929963131264]
[null,33.152999999999999,562.85104853488701,683.82006229549688]
[null,33.173000000000002,562.84824830872719,678.91000169395647]
[null,33.204000000000001,562.84393528334317,670.77343181671324]
[null,33.234999999999999,562.83965504652599,662.02640860465181]
[null,33.252000000000002,562.8373215703491,656.98328350378347]
[null,33.283000000000001,562.83309118380748,647.36294296709048]
[null,33.314,562.82889242928411,637.22973453507427]
[null,33.361000000000004,562.82258598230362,620.98656869843433]
[null,33.375,562.82072113148865,615.9637213725025]
[null,33.408999999999999,562.81621799797267,603.45559517014499]
[null,33.44,562.81214372701629,591.71459363667202]
[null,33.471000000000004,562.80809918130399,579.70775779658459]
[null,33.502000000000002,562.80408404498667,567.49044186885646]
[null,33.518999999999998,562.80189457434392,560.72174925806121]
[null,33.536999999999999,562.79958580212872,553.51519667684545]
[null,33.567999999999998,562.79563231597785,541.04120134149878]
[null,33.597000000000001,562.79195974021275,529.34541204812592]
[null,33.645000000000003,562.78593536891412,510.06521135241417]
[null,33.676000000000002,562.78208033819999,497.75536045687227]
[null,33.707000000000001,562.77825309910725,485.62903337675823]
[null,33.724000000000004,562.77616602470698,479.078954114667]
[null,33.755000000000003,562.77238147141736,467.35645870210743]
[null,33.773000000000003,562.77019655711422,460.70077445144]
[null,33.804000000000002,562.76645519758745,449.53827451974797]
[null,33.847000000000001,562.76131049924004,434.77807157828715]
[null,33.852000000000004,562.76071565478276,433.1223300313826]
[null,33.883000000000003,562.75704326651828,423.16553233964908]
[null,33.914000000000001,562.75339775798807,413.77900578280526]
[null,33.960999999999999,562.74792177807694,400.75020587900281]
[null,33.975999999999999,562.74618704785962,396.92071445980082]
[null,34.009,562.74239259903186,389.09429799025963]
[null,34.04,562.7388555724549,382.5294497261072]
[null,34.070999999999998,562.73534509676745,376.76814615245053]
[null,34.103000000000002,562.73174918936559,371.70252931856044]
[null,34.119,562.72996181908456,369.51682778657624]
[null,34.166000000000004,562.72475218366765,364.48072128328829]
[null,34.167999999999999,562.72453184551216,364.31317058410008]
[null,34.198,562.72123997549295,362.2676369136118]
[null,34.244999999999997,562.71613246274046,360.85596889127856]
[null,34.276000000000003,562.71279690445147,361.14428413538911]
[null,34.307000000000002,562.70948775002432,362.41310826132707]
[null,34.325000000000003,562.70757842059072,363.60170297609199]
[null,34.355000000000004,562.70441598274681,366.3208297481047]
[null,34.372999999999998,562.7025303860147,368.39420265485683]
[null,34.404000000000003,562.69930382946575,372.73732158176693]
[null,34.448,562.69476951397246,380.55965169978901]
[null,34.481000000000002,562.69140366214958,387.67767678216086]
[null,34.512,562.68826903171532,395.31512677789925]
[null,34.53,562.68646102557864,400.16169537977106]
[null,34.547000000000004,562.68476162569152,405.01022788407892]
[null,34.591000000000001,562.6803999774196,418.74202892584464]
[null,34.609000000000002,562.67863095872565,424.83265039143123]
[null,34.64,562.675605112281,435.93297088314574]
[null,34.67,562.67270190700026,447.37408697647942]
[null,34.688000000000002,562.67097179097891,454.54997794923577]
[null,34.719000000000001,562.66801288067643,467.42035907468528]
[null,34.765999999999998,562.66357674740379,488.05821744224073]
[null,34.797000000000004,562.66068366480908,502.32413107751063]
[null,34.826999999999998,562.65790872714922,516.55458780383003]
[null,34.844999999999999,562.65625545816476,525.26808911140745]
[null,34.875999999999998,562.65342867251036,540.53670461724801]
[null,34.892000000000003,562.65197981953679,548.52775460377757]
[null,34.923999999999999,562.64910275473471,564.68660767544213]
[null,34.954999999999998,562.64634176521395,580.50166202621131]
[null,34.972999999999999,562.64475038873354,589.72745819302327]
[null,35.018999999999998,562.64072268898167,613.3284407973581]
[null,35.033999999999999,562.63942143134261,621.00074432540089]
[null,35.081000000000003,562.63538255107403,644.828831145359]
[null,35.112000000000002,562.6327503027486,660.27177451785803]
[null,35.118000000000002,562.63224373084006,663.22753808811808]
[null,35.160000000000004,562.62872389150618,683.54786566553457]
[null,35.191000000000003,562.62615513070011,698.0546714098889]
[null,35.209000000000003,562.62467490700283,706.25263480825504]
[null,35.241,562.622063801796,720.3645859751349]
[null,35.270000000000003,562.61971990900815,732.58623409794779]
[null,35.317,562.61596606294654,751.09785523301139]
[null,35.319000000000003,562.61580754787724,751.84714919802411]
[null,35.368000000000002,562.61195484464156,769.13658452261586]
[null,35.396000000000001,562.60977977615858,778.03647256115937]
[null,35.427,562.60739389049888,786.99485120483018]
[null,35.445,562.60601917218594,791.74439696885088]
[null,35.463000000000001,562.60465221257482,796.14948650314261]
[null,35.506,562.60141783725885,805.2242723435013]
[null,35.524000000000001,562.60007683384549,808.39576483583733]
[null,35.555,562.59778501585299,812.95970257940144]
[null,35.602000000000004,562.59435252835988,817.64669787648927]
[null,35.619999999999997,562.5930512707215,818.71151785030679]
[null,35.634,562.59204422827963,819.25550251392394]
[null,35.680999999999997,562.58869541217791,819.24071038292175]
[null,35.712000000000003,562.58651325445442,817.66284210488607]
[null,35.747,562.58407458563659,814.37408112005062]
[null,35.76,562.5831754889316,812.74531652874339]
[null,35.791000000000004,562.5810459590075,807.97430869617847]
[null,35.808999999999997,562.5798187307571,804.63351398827888]
[null,35.841999999999999,562.57758629442708,797.43136721646772]
[null,35.869999999999997,562.57570963922558,790.24225291388393]
[null,35.917000000000002,562.57259513360032,776.0055342169984]
[null,35.948,562.57056490212256,765.17465837502311]
[null,35.969000000000001,562.56920026182058,757.21060689158298]
[null,35.996000000000002,562.56745823728806,746.25272801051381]
[null,36.027000000000001,562.56547527394025,732.7145225244318]
[null,36.045000000000002,562.56433217925644,724.40455979490343]
[null,36.091999999999999,562.56137573964952,701.2485454546329]
[null,36.122,562.55950971813627,685.4452400599796]
[null,36.124000000000002,562.55938589267623,684.36528418982869]
[null,36.155000000000001,562.55747570701556,667.23011904806799]
[null,36.191000000000003,562.55527865364752,646.46871431978059]
[null,36.231999999999999,562.55280372977927,621.84681573963474]
[null,36.262999999999998,562.55095137622425,602.65261596027472]
[null,36.280999999999999,562.54988318182814,591.3180894841239]
[null,36.314,562.54793868391516,570.24616646283448]
[null,36.329000000000001,562.54706068320024,560.56764509347056]
[null,36.36,562.54525760224135,540.4258336623426]
[null,36.390999999999998,562.54346975747956,520.17521228992484]
[null,36.413000000000004,562.54221007635931,505.79091693343258]
[null,36.439,562.54073098545837,488.8315485933972]
[null,36.47,562.53898089932932,468.74479602210351]
[null,36.517000000000003,562.53635495918559,438.77976288867256]
[null,36.536000000000001,562.53530263812013,426.90073012019286]
[null,36.564999999999998,562.53370655137667,409.10243788396718]
[null,36.596000000000004,562.53201369897442,390.60113419976426]
[null,36.627000000000002,562.53033440293757,372.73520433913285]
[null,36.663000000000004,562.52840100816366,352.90849140350821]
[null,36.675000000000004,562.52776049653335,346.54268549678005]
[null,36.722000000000001,562.52527058997396,322.91013702914972]
[null,36.753,562.52364445974251,308.55946567411803]
[null,36.758000000000003,562.52338336858668,306.34373458677544]
[null,36.801000000000002,562.52115145715925,288.49303336949799]
[null,36.832000000000001,562.51955721910758,277.03704709555194]
[null,36.863,562.51797522228514,266.84276172928429]
[null,36.884999999999998,562.5168598619872,260.40826269026405]
[null,36.911000000000001,562.51554949633123,253.6924556077814]
[null,36.929000000000002,562.51464722314029,249.6226601037022]
[null,36.96,562.51310263018036,243.75629617820678]
[null,37.008000000000003,562.51073402309407,237.61258893555009]
[null,37.036999999999999,562.50931639044938,235.67959836053936]
[null,37.067999999999998,562.50781203082693,235.12587990376372]
[null,37.099000000000004,562.50631898094832,236.1540754219379]
[null,37.106999999999999,562.5059355018916,236.67784523295532]
[null,37.146999999999998,562.50402925466324,240.89268432697537]
[null,37.164999999999999,562.50317747173699,243.65743908379503]
[null,37.195999999999998,562.50171922108143,249.6779237779275]
[null,37.227000000000004,562.50027192347795,257.28027054551171]
[null,37.264000000000003,562.49855874142315,268.39652185824519]
[null,37.274999999999999,562.498052389132,272.12363723783477]
[null,37.322000000000003,562.4959041377723,290.17799443604969]
[null,37.353000000000002,562.49450066673364,303.92343504407665]
[null,37.387,562.49297360461856,320.60864049235443]
[null,37.401000000000003,562.49234851812457,327.95127854696506]
[null,37.432000000000002,562.49097205851604,345.1507805343997]
[null,37.463000000000001,562.48960611871235,363.58902026292162]
[null,37.486000000000004,562.48859945404831,378.02475938099593]
[null,37.511000000000003,562.48751177936083,394.40276156886904]
[null,37.558,562.48548529411278,426.97286492780688]
[null,37.588999999999999,562.48416174039164,449.59627843316605]
[null,37.609000000000002,562.4833133300084,464.61795909675715]
[null,37.637,562.48213278096853,486.14767304126894]
[null,37.667999999999999,562.48083555810422,510.57623764432196]
[null,37.686,562.48008705578798,525.00373905894605]
[null,37.707999999999998,562.47917692537385,542.83994965596969]
[null,37.747,562.47757621299456,574.88288159368983]
[null,37.765000000000001,562.47684289151016,589.8005761171454]
[null,37.795999999999999,562.47558803209586,615.59146250139042]
[null,37.831000000000003,562.47418352888394,644.72681726764142]
[null,37.872999999999998,562.47251527520905,679.46800299278368]
[null,37.904000000000003,562.4712959234904,704.78333762078614]
[null,37.922000000000004,562.47059257399656,719.29855335053298]
[null,37.957999999999998,562.46919613329476,747.80745721237554]
[null,37.983000000000004,562.46823441865888,767.11233667899955]
[null,38.000999999999998,562.46754605670139,780.7195344843409]
[null,38.032000000000004,562.46636852568054,803.50426794634291]
[null,38.052999999999997,562.46557657304493,818.4209458194988]
[null,38.08,562.46456513709973,836.91777805777463]
[null,38.111000000000004,562.46341326097001,857.11893427828113]
[null,38.158000000000001,562.46168599130181,885.39934948976963]
[null,38.18,562.46088538059439,897.57662924300644]
[null,38.219000000000001,562.45947845821286,917.3607898574902]
[null,38.237000000000002,562.45883441990179,925.67266683449793]
[null,38.268000000000001,562.4577330834062,938.71004202485267]
[null,38.307000000000002,562.45636158078185,952.70935162285059]
[null,38.316000000000003,562.45604729719491,955.54573806701239]
[null,38.347000000000001,562.45497110952067,964.14738510089387]
[null,38.393999999999998,562.45335816188424,973.63072244766977]
[null,38.402000000000001,562.45308585280611,974.80687048040909]
[null,38.426000000000002,562.45227281310576,977.55569398340276]
[null,38.472999999999999,562.45069743774138,979.49941437811469]
[null,38.503999999999998,562.44967049041566,978.25203260225487]
[null,38.529000000000003,562.44884929123998,975.76763156123423]
[null,38.552,562.44809927060589,972.31246879256628]
[null,38.582999999999998,562.44709664706716,965.88305892142785]
[null,38.600999999999999,562.44651881821733,961.21915115002128]
[null,38.652000000000001,562.44489883667131,944.3283887659569]
[null,38.677999999999997,562.44408268461007,933.65660835650181]
[null,38.709000000000003,562.44311809252542,919.15522962056468]
[null,38.710999999999999,562.44305617729731,918.15430925058899]
[null,38.758000000000003,562.44161214430005,892.4101414829064]
[null,38.780999999999999,562.44091311703698,878.29964124866217]
[null,38.819000000000003,562.43976908301886,852.91051932335051]
[null,38.837000000000003,562.43923187058431,840.01762184143138]
[null,38.868000000000002,562.43831369521854,816.57360634357997]
[null,38.908000000000001,562.43714197377108,784.14457216532696]
[null,38.916000000000004,562.43690937643714,777.38194272670012]
[null,38.947000000000003,562.43601351806637,750.3648469226282]
[null,38.994,562.43467167768767,707.15171890965587]
[null,39.003,562.43441696272032,698.59784204939353]
[null,39.055,562.43295916329771,647.6719015530623]
[null,39.073,562.43246000699492,629.52315751176502]
[null,39.103999999999999,562.43160686135832,597.76171112423117]
[null,39.130000000000003,562.43089761636509,570.79870994707699]
[null,39.152000000000001,562.43030192907486,548.32571743461904]
[null,39.183,562.42946939594844,517.39139947764897]
[null,39.201000000000001,562.42898963052414,499.81444994225257]
[null,39.253,562.42761846978749,450.57864861102792]
[null,39.277999999999999,562.42696700053148,427.70061518716921]
[null,39.308999999999997,562.42616605859848,400.0245994260593]
[null,39.340000000000003,562.42537264171665,373.0961629104541]
[null,39.352000000000004,562.42506751176245,362.86862308613576]
[null,39.387999999999998,562.42415874114113,332.82850354425563]
[null,39.419000000000004,562.42338405371333,307.715155121306]
[null,39.436999999999998,562.42293753347349,293.44569366076803]
[null,39.475000000000001,562.42200273457627,264.05614355616808]
[null,39.514000000000003,562.42105426238072,234.90165655484051]
[null,39.515999999999998,562.42100591756321,233.43345721584046]
[null,39.547000000000004,562.42026020989817,211.00494877789754]
[null,39.573999999999998,562.41961623852274,191.96463898169324]
[null,39.624000000000002,562.41843703301709,157.96639896633462]
[null,39.655000000000001,562.41771447552014,138.81562342828903]
[null,39.673000000000002,562.41729788240707,128.66200925665299]
[null,39.697000000000003,562.41674576463413,116.26946028623556]
[null,39.721000000000004,562.41619742370563,105.22584283410613]
[null,39.752000000000002,562.41549466975903,93.022167609849291]
[null,39.783000000000001,562.41479805308688,83.212638712886076]
[null,39.823999999999998,562.41388599364291,74.027675978897136]
[null,39.86,562.41309371903765,69.609922363603872]
[null,39.878,562.41270053753726,68.70137330118952]
[null,39.908999999999999,562.41202794899698,69.190092981862065]
[null,39.919000000000004,562.41181220364945,69.904745022105303]
[null,39.957000000000001,562.41099772624341,75.107011887374156]
[null,39.988,562.41033948705012,82.266660170353759]
[null,40.018999999999998,562.40968673595216,92.033865385502168]
[null,40.045999999999999,562.40912262191819,102.63488056675941]
[null,40.067,562.40868667215159,112.17465856254873]
[null,40.114000000000004,562.40771974546146,137.38957643941376]
[null,40.145000000000003,562.40708852496209,156.76238044841247]
[null,40.169000000000004,562.40660335589052,173.15940690152988]
[null,40.192999999999998,562.40612122266009,190.71373190605019]
[null,40.224000000000004,562.40550291122224,215.01056955231141]
[null,40.241999999999997,562.40514616767962,229.91598261591517]
[null,40.268000000000001,562.40463379390542,252.42677033618205]
[null,40.303000000000004,562.40394945763035,284.45842806683214]
[null,40.320999999999998,562.40359990067043,301.66039573921125]
[null,40.352000000000004,562.40300164722817,332.37455531751982]
[null,40.383000000000003,562.40240810655951,364.38339846252967]
[null,40.425000000000004,562.40161138011365,409.65141823638686]
[null,40.46,562.40095388793191,448.90346193347096]
[null,40.478000000000002,562.40061800717513,469.58900327482593]
[null,40.509,562.40004310916095,505.95132873492707]
[null,40.548000000000002,562.39932619675449,552.89138875645733]
[null,40.557000000000002,562.39916175180792,563.8804319816785]
[null,40.588000000000001,562.39859816865362,602.06913686189489]
[null,40.619,562.39803895610248,640.62232023831973]
[null,40.646999999999998,562.39753758742961,675.58323193036426]
[null,40.667000000000002,562.39718161785697,700.54617759518578]
[null,40.713999999999999,562.39635209020548,758.8238578363264]
[null,40.744999999999997,562.39581028980581,796.68534012678629]
[null,40.770000000000003,562.3953764193667,826.71453107518721]
[null,40.792999999999999,562.39497966245278,853.8418292434319]
[null,40.823999999999998,562.39444852893052,889.49471729617801]
[null,40.841999999999999,562.39414203037654,909.64478157114559]
[null,40.869,562.39368488983064,939.00701294011253]
[null,40.902999999999999,562.39311366147604,974.33050412661908]
[null,40.950000000000003,562.39233210573832,1019.6973442853546]
[null,40.981000000000002,562.3918217159511,1047.1539748100406]
[null,40.991999999999997,562.3916415809332,1056.3885248655038]
[null,41.029000000000003,562.39103939140716,1085.3841989824055]
[null,41.06,562.39053925329097,1107.1049136493582]
[null,41.078000000000003,562.39025068441424,1118.590365354255]
[null,41.119,562.38959840021607,1141.5359621147622]
[null,41.139000000000003,562.3892827326863,1151.0577705618982]
[null,41.157000000000004,562.38900004057132,1158.6657834646298]
[null,41.188000000000002,562.38851630255988,1169.5913852777965]
[null,41.218000000000004,562.38805191833478,1177.4917342577069]
[null,41.265000000000001,562.38733177118343,1184.471856072066]
[null,41.295999999999999,562.38686169975892,1185.4117768202375]
[null,41.314,562.38659054405184,1184.606757736301]
[null,41.341000000000001,562.38618626918287,1181.5273702018042]
[null,41.375,562.38568136925073,1174.4413292557194]
[null,41.393000000000001,562.38541595436607,1169.2385966609004]
[null,41.423999999999999,562.38496190254727,1157.9218441735827]
[null,41.468000000000004,562.38432405281935,1136.753045850279]
[null,41.472000000000001,562.38426645019047,1134.5331652230548]
[null,41.503,562.38382219289031,1115.6762933669224]
[null,41.550000000000004,562.38315593122206,1081.5909640466559]
[null,41.563000000000002,562.38297319254946,1071.0199188664324]
[null,41.611000000000004,562.3823042495344,1027.8469681268541]
[null,41.628999999999998,562.38205573647622,1010.0300775910638]
[null,41.660000000000004,562.38163072415421,977.36041663141509]
[null,41.69,562.38122300440909,943.45955255332001]
[null,41.707999999999998,562.38098005886241,922.0948528245259]
[null,41.739000000000004,562.38056460802215,883.60412503694852]
[null,41.786000000000001,562.37994183507419,823.56041381138698]
[null,41.813000000000002,562.37958792600762,790.08349702820522]
[null,41.834000000000003,562.37931459938716,764.59232088873057]
[null,41.865000000000002,562.37891420156791,727.81625079396383]
[null,41.896000000000001,562.37851746599506,692.03356887224311]
[null,41.914000000000001,562.37828877702748,671.70176794958843]
[null,41.942,562.37793547249566,640.71013543909044]
[null,41.975000000000001,562.37752286483192,605.1548596651669]
[null,41.993000000000002,562.37729952514758,586.19350628912707]
[null,42.024000000000001,562.37691771491359,554.23631086073419]
[null,42.069000000000003,562.37636980874765,509.37657797145999]
[null,42.100999999999999,562.37598471776982,478.54396134565889]
[null,42.131999999999998,562.37561522545684,449.49457484042921]
[null,42.15,562.37540228190221,432.98864762564784]
[null,42.164000000000001,562.3752374681992,420.33092366698389]
[null,42.210999999999999,562.37468931112119,378.96399783245238]
[null,42.228999999999999,562.37448146549616,363.57063843899476]
[null,42.26,562.37412619713632,337.62688934680943]
[null,42.291000000000004,562.37377430671552,312.38392784411337]
[null,42.308,562.37358275874715,298.83169043057097]
[null,42.338999999999999,562.37323604393009,274.636657422545]
[null,42.386000000000003,562.37271667602795,239.1946298566636]
[null,42.414000000000001,562.37241083540368,218.76913403469149]
[null,42.433999999999997,562.37219399442722,204.48571730993325]
[null,42.465000000000003,562.37186053173878,182.83913968691414]
[null,42.496000000000002,562.37153025183761,161.77727527936918]
[null,42.512999999999998,562.37135047041897,150.46975152497916]
[null,42.544000000000004,562.3710250557084,130.28224284075878]
[null,42.575000000000003,562.37070274165114,110.64003528084174]
[null,42.593000000000004,562.37051700139318,99.479288451876897]
[null,42.636000000000003,562.37007743614208,74.494286384689033]
[null,42.67,562.36973396550627,59.562404305421907]
[null,42.701000000000001,562.36942390941681,49.983544569811897]
[null,42.731999999999999,562.36911678253489,44.052886522698714]
[null,42.762999999999998,562.36881255006745,41.580334261666579]
[null,42.78,562.36864692913832,41.626468671017015]
[null,42.798000000000002,562.36847249663288,42.716484516120651]
[null,42.829000000000001,562.36817430967437,47.007684727115631]
[null,42.858000000000004,562.36789788200497,53.660718625012471]
[null,42.905999999999999,562.36744562339481,69.920903177323495]
[null,42.936999999999998,562.36715698380669,83.674266401903623]
[null,42.939,562.36713845365716,84.644828489349763]
[null,42.984999999999999,562.36671529552348,109.61553291734855]
[null,43.015999999999998,562.36643336795237,129.16311545058835]
[null,43.033999999999999,562.36627085035548,141.45674825750476]
[null,43.064999999999998,562.36599297134592,164.16859022453437]
[null,43.108000000000004,562.36561168500714,198.70004195447342]
[null,43.113,562.36556765939542,202.93137354705607]
[null,43.143999999999998,562.36529612524862,230.11506415512284]
[null,43.175000000000004,562.36502702018367,258.85635069539808]
[null,43.207000000000001,562.36475174647819,290.0483513426617]
[null,43.252000000000002,562.36436889100548,336.32361157072216]
[null,43.27,562.36421711934884,355.56593745106267]
[null,43.301000000000002,562.36395754481987,389.6141223138884]
[null,43.33,562.36371676616557,422.44084749892971]
[null,43.349000000000004,562.36356007597749,444.4255257305565]
[null,43.38,562.36330620615968,481.05194302192535]
[null,43.398000000000003,562.36315980198322,502.72353425254795]
[null,43.429000000000002,562.36290937029923,540.69305641884239]
[null,43.459000000000003,562.36266905187222,578.15845742197541]
[null,43.506,562.36229651383587,638.1303879816619]
[null,43.536999999999999,562.36205340247614,678.42138684408383]
[null,43.567999999999998,562.36181232977333,719.00963474597825]
[null,43.585999999999999,562.36167327705414,742.57312103558058]
[null,43.616,562.36144301606851,781.62521386080027]
[null,43.634,562.36130574744902,804.82356866432906]
[null,43.664999999999999,562.36107088473943,844.16833338327615]
[null,43.709000000000003,562.36074084460279,898.22530125236426]
[null,43.742000000000004,562.3604958296587,937.01048520239033]
[null,43.744,562.36048104884799,939.30559955869035]
[null,43.774999999999999,562.36025294012711,973.9891787546768]
[null,43.808,562.36001214964142,1008.9195646891066]
[null,43.852000000000004,562.35969431705109,1051.9346934807202]
[null,43.87,562.35956534374077,1068.2645047190149]
[null,43.901000000000003,562.35934463559101,1094.5499643802837]
[null,43.930999999999997,562.35913273363258,1117.6699081034456]
[null,43.948999999999998,562.35900638178919,1130.4034253496632]
[null,43.980000000000004,562.35879015176488,1150.2625548446531]
[null,44.027000000000001,562.3584656066688,1175.1972551116378]
[null,44.058,562.35825368957046,1188.1174501777411]
[null,44.058999999999997,562.35824688169657,1188.4866290440054]
[null,44.106000000000002,562.35792888219589,1202.427366388245]
[null,44.137,562.35772123466097,1207.9179487833901]
[null,44.152999999999999,562.35761470839827,1209.5846792805758]
[null,44.185000000000002,562.35740296777647,1210.5148557646874]
[null,44.216000000000001,562.35719950122052,1208.3422741702527]
[null,44.234000000000002,562.35708210288999,1205.6869258493791]
[null,44.28,562.3567845486599,1194.2385118495795]
[null,44.295000000000002,562.35668828135192,1189.056217567949]
[null,44.341999999999999,562.35638904953782,1168.2154156727765]
[null,44.372999999999998,562.35619366756021,1150.6672928939065]
[null,44.378999999999998,562.35615603281565,1146.923735844387]
[null,44.420999999999999,562.35589422623957,1117.5877212021187]
[null,44.451999999999998,562.35570281643709,1092.4512088673198]
[null,44.47,562.35559238407768,1076.5194403747005]
[null,44.502000000000002,562.35539733987014,1045.827584182543]
[null,44.530999999999999,562.35522199018772,1015.4733600034233]
[null,44.548999999999999,562.35511382355469,995.46346698952129]
[null,44.58,562.35492873677072,958.99606628883146]
[null,44.628999999999998,562.35463926268392,896.54698726860602]
[null,44.657000000000004,562.35447553561812,860.06239264986868]
[null,44.688000000000002,562.35429569020005,820.70750323256891]
[null,44.706000000000003,562.35419194810311,798.34596591918137]
[null,44.724000000000004,562.35408870727565,776.33716536062525]
[null,44.767000000000003,562.35384409865196,725.15563819791396]
[null,44.785000000000004,562.35374254806254,704.30136106606483]
[null,44.816000000000003,562.35356881816972,669.15385884913485]
[null,44.850999999999999,562.35337443376329,630.61091690162925]
[null,44.864000000000004,562.35330270835482,616.5957518820336]
[null,44.895000000000003,562.35313270478321,583.81733680923162]
[null,44.942,562.35287772618005,535.80196562991648]
[null,44.974000000000004,562.35270602454011,504.23284960928783]
[null,44.99,562.3526207489565,488.7797879042277]
[null,45.021000000000001,562.35245661527995,459.45391320930275]
[null,45.052,562.35229391188193,430.9201834339151]
[null,45.073,562.35218450323669,412.03007259511531]
[null,45.1,562.35204479279093,388.25203556812352]
[null,45.131,562.35188570873208,361.64159729628778]
[null,45.178000000000004,562.35164720409682,322.66136997203563]
[null,45.209000000000003,562.35149165610528,297.82265421696985]
[null,45.230000000000004,562.35138707758608,281.37874389048466]
[null,45.256999999999998,562.35125355662672,260.67987600408861]
[null,45.288000000000004,562.35110154972551,237.51539251192412]
[null,45.306000000000004,562.35101392037518,224.35328051961622]
[null,45.325000000000003,562.35092192521267,210.68511893512991]
[null,45.353999999999999,562.35078250291326,190.26048715795011]
[null,45.384999999999998,562.35063478407574,168.99815873163448]
[null,45.416000000000004,562.35048842079925,148.31016425496787]
[null,45.451999999999998,562.3503201416712,124.98565951327502]
[null,45.493000000000002,562.35013068896535,99.309528006940781]
[null,45.524000000000001,562.34998898766946,80.697478952324019]
[null,45.542000000000002,562.34990731569781,71.306821190175]
[null,45.575000000000003,562.34975873385395,57.590176338426765]
[null,45.59,562.34969168634439,52.797924910705888]
[null,45.621000000000002,562.34955408570772,45.625753781051309]
[null,45.652000000000001,562.34941777707422,41.976802659761816]
[null,45.673999999999999,562.34932182059094,41.422894997020173]
[null,45.7,562.34920924563153,42.848364256035225]
[null,45.731000000000002,562.34907618656268,47.35828398868837]
[null,45.777999999999999,562.34887684735247,59.673399780459576]
[null,45.797000000000004,562.34879707586219,66.417388275435798]
[null,45.826000000000001,562.34867621349292,78.558025177343083]
[null,45.856999999999999,562.34854820173575,93.884213299658441]
[null,45.887999999999998,562.34842140483465,111.49939518813197]
[null,45.923999999999999,562.34827566677234,134.65027750906989]
[null,45.936,562.34822744514599,142.97771269162124]
[null,45.983000000000004,562.34804028248459,178.34954682123254]
[null,46.014000000000003,562.3479183077277,203.93846834048131]
[null,46.018999999999998,562.34789874305136,208.2242379482519]
[null,46.061999999999998,562.34773172212351,246.79928155603147]
[null,46.093000000000004,562.34761267248973,276.41073680600817]
[null,46.124000000000002,562.34749474934438,307.41669840547735]
[null,46.146000000000001,562.34741173865939,330.21363182519605]
[null,46.172000000000004,562.34731435264041,357.95234775821729]
[null,46.19,562.34724738328271,377.63539190346489]
[null,46.221000000000004,562.34713290563604,412.39771853740052]
[null,46.268999999999998,562.34695776727631,468.20801361058642]
[null,46.298000000000002,562.34685318443269,502.98813948266974]
[null,46.329000000000001,562.34674239929438,540.96606518793374]
[null,46.331000000000003,562.34673528742701,543.44295124159328]
[null,46.368000000000002,562.34660448823786,589.80955380726971]
[null,46.408000000000001,562.34646471079259,641.00593970989939]
[null,46.426000000000002,562.3464023554551,664.36841792051268]
[null,46.457000000000001,562.34629574843257,704.90206131992056]
[null,46.491,562.34617995049598,749.41989899749672]
[null,46.505000000000003,562.34613260762467,767.66782171026921]
[null,46.536000000000001,562.34602847225392,807.70534507760988]
[null,46.582999999999998,562.34587239333734,866.88641229018504]
[null,46.59,562.34584933130714,875.49464404504261]
[null,46.643999999999998,562.34567300126525,939.61319669112663]
[null,46.661999999999999,562.3456148381224,959.95667964486756]
[null,46.692999999999998,562.34551537685968,993.60457267276399]
[null,46.724000000000004,562.34541680197685,1025.3356644033556]
[null,46.747,562.34534423161335,1047.5382915984924]
[null,46.771999999999998,562.3452658913294,1070.2944736968536]
[null,46.819000000000003,562.34512011533764,1108.9425408873603]
[null,46.820999999999998,562.3451139551928,1110.4622874947593]
[null,46.87,562.3449641151484,1144.3587140553561]
[null,46.898000000000003,562.34487941661882,1160.7554523704775]
[null,46.929000000000002,562.34478641549435,1176.2917698501885]
[null,46.947000000000003,562.34473278322662,1184.0227486866504]
[null,46.969000000000001,562.34466759658983,1192.1620387871885]
[null,47.008000000000003,562.34455301152775,1202.9927942261863]
[null,47.026000000000003,562.3445005412193,1206.4188584676426]
[null,47.057000000000002,562.34441078289262,1209.9627388269628]
[null,47.091999999999999,562.34431035580803,1210.3494151217287]
[null,47.134,562.34419110312842,1205.7149776529461]
[null,47.136000000000003,562.34418545835376,1205.3550790937145]
[null,47.183,562.34405368350065,1193.2489133482459]
[null,47.219000000000001,562.34395387555435,1179.2461481585703]
[null,47.244,562.34388513136116,1167.1157919776708]
[null,47.262,562.34383592044867,1157.1657378073985]
[null,47.292999999999999,562.34375172243597,1137.6551802188753]
[null,47.314,562.34369508008547,1122.7416738137522]
[null,47.341000000000001,562.34362271865507,1101.5700783993539]
[null,47.372,562.34354027548875,1074.5281788740642]
[null,47.419000000000004,562.34341656743788,1028.1207759448032]
[null,47.441000000000003,562.34335918836314,1004.2479684288326]
[null,47.480000000000004,562.34325828701662,958.74850436060683]
[null,47.497999999999998,562.34321206623235,936.4474126861835]
[null,47.529000000000003,562.34313297594588,896.26673216881125]
[null,47.54,562.34310506649729,881.82849607819594]
[null,47.576999999999998,562.34301177994553,834.28033163826376]
[null,47.608000000000004,562.34293431680783,795.62186232293948]
[null,47.625999999999998,562.34288962705079,773.65603248902096]
[null,47.663000000000004,562.3427984260635,729.58615412247809]
[null,47.686999999999998,562.34273974113091,701.76087332876148]
[null,47.734000000000002,562.34262588360002,648.9491331959091]
[null,47.765000000000001,562.34255155292055,615.29679477370144]
[null,47.79,562.34249204922787,588.82110593951813]
[null,47.813000000000002,562.34243765103827,564.97449330342727]
[null,47.844000000000001,562.3423648521333,533.59046179628388]
[null,47.862000000000002,562.34232285457097,515.75798400299038]
[null,47.884999999999998,562.34226948118544,493.38079304201653]
[null,47.923000000000002,562.34218200850967,457.391473888679]
[null,47.941000000000003,562.34214088097792,440.76097891701795]
[null,47.972000000000001,562.34207051011629,412.73217910825252]
[null,48.012,562.3419805640815,377.68177170120731]
[null,48.048999999999999,562.34189821620885,346.34444754504307]
[null,48.08,562.34182984863685,320.86600902727616]
[null,48.097999999999999,562.34179041223024,306.38910254786288]
[null,48.134999999999998,562.34170994759779,277.34419450225852]
[null,48.146000000000001,562.34168618056492,268.89069944908618]
[null,48.177,562.34161958107416,245.504426764107]
[null,48.207999999999998,562.341553540885,222.74985960494888]
[null,48.234000000000002,562.3414985816529,204.14001077933079]
[null,48.285000000000004,562.34139190841393,168.85443394613188]
[null,48.286999999999999,562.34138775556926,167.50281502405062]
[null,48.334000000000003,562.34129082137645,136.4175623244908]
[null,48.365000000000002,562.34122757386376,116.60962868788091]
[null,48.390999999999998,562.3411749469941,100.4096874652317]
[null,48.413000000000004,562.34113071428942,86.989671956823955]
[null,48.444000000000003,562.34106884783546,70.245239722247362]
[null,48.462000000000003,562.3410331722406,62.376519879614797]
[null,48.514000000000003,562.34093112319704,46.882954703125108]
[null,48.539000000000001,562.3408825947912,43.060732027943665]
[null,48.57,562.34082289822743,41.39365900272152]
[null,48.600999999999999,562.34076372928371,42.959549674683643]
[null,48.613,562.34074096629183,44.396373215057274]
[null,48.649000000000001,562.34067314795186,51.360127646059681]
[null,48.68,562.34061531215957,60.396964264974031]
[null,48.698,562.34058196821729,66.869359948536356]
[null,48.736000000000004,562.34051214725014,83.333319329942825]
[null,48.746000000000002,562.34049390181372,88.271685881486832]
[null,48.777000000000001,562.34043767969774,105.10535061628434]
[null,48.808,562.34038196767369,124.13951912258653]
[null,48.835000000000001,562.34033385771386,142.40817466698357]
[null,48.884999999999998,562.3402457748706,180.10385303707349]
[null,48.916000000000004,562.340191817544,205.8148049781982]
[null,48.933999999999997,562.34016071574069,221.50976552248972]
[null,48.957999999999998,562.34011950626473,243.26681036756773]
[null,48.981999999999999,562.34007859213148,265.92796405715671]
[null,49.012999999999998,562.34002617941849,296.45977966898459]
[null,49.044000000000004,562.33997425372593,328.32245476440067]
[null,49.085000000000001,562.33990632015332,372.34785131613609]
[null,49.091999999999999,562.33989480572802,380.06547878384629]
[null,49.139000000000003,562.33981812432853,433.28661366406851]
[null,49.17,562.33976814312632,469.63175921638469]
[null,49.18,562.33975212047164,481.55053074232995]
[null,49.218000000000004,562.33969167769874,527.64615941020122]
[null,49.249000000000002,562.33964288546781,566.12487766768004]
[null,49.28,562.33959455312345,605.31417878074922]
[null,49.307000000000002,562.33955282890543,639.97386033322482]
[null,49.328000000000003,562.33952061424293,667.23744591860839]
[null,49.375,562.33944926104743,728.75482153680684]
[null,49.405999999999999,562.33940275750945,769.23159832357896]
[null,49.43,562.33936705695862,800.26675191117999]
[null,49.454000000000001,562.3393316180219,830.88452363746194]
[null,49.484999999999999,562.33928622676365,869.60321262816535]
[null,49.503,562.33926006768615,891.56158711550586]
[null,49.529000000000003,562.33922253599792,922.48307423756989]
[null,49.564,562.33917248187606,962.40985758451734]
[null,49.582000000000001,562.3391469476295,982.09660904172472]
[null,49.613,562.33910329984792,1014.5160477130989]
[null,49.652000000000001,562.33904897145544,1052.3989849971811]
[null,49.69,562.3389966534786,1085.9242257344986]
[null,49.721000000000004,562.33895441858715,1110.6209188672647]
[null,49.739000000000004,562.3389300769046,1123.8148993004882]
[null,49.779000000000003,562.33887645729988,1149.9971477125687]
[null,49.800000000000004,562.33884856564134,1161.9568114375243]
[null,49.817999999999998,562.33882479884107,1171.2030226044722]
[null,49.849000000000004,562.33878416810899,1184.9088893411092]
[null,49.874000000000002,562.33875167617748,1193.8802380708523]
[null,49.896999999999998,562.33872199809264,1200.4650265581652]
[null,49.928000000000004,562.33868231910333,1206.7753102782083]
[null,49.975000000000001,562.33862285631392,1210.6500216185593]
[null,50.006,562.33858408844208,1209.4117349646167]
[null,50.030999999999999,562.33855308230306,1206.202422504221]
[null,50.054000000000002,562.33852475816718,1201.502041186171]
[null,50.085000000000001,562.33848688446278,1192.5145493050791]
[null,50.103000000000002,562.33846505100814,1185.8996094537815]
[null,50.13,562.33843251586541,1174.0577656733221]
[null,50.164000000000001,562.33839190881508,1155.8817859897533]
[null,50.210999999999999,562.33833643230525,1124.8093669743751]
[null,50.213000000000001,562.33833408831754,1123.3351523802298]
[null,50.253,562.33828749161455,1091.2725166897687]
[null,50.29,562.33824486450112,1057.3151269464065]
[null,50.320999999999998,562.33820949605695,1025.7904347747622]
[null,50.338999999999999,562.3381891026811,1006.2470111453475]
[null,50.38,562.33814303888914,958.49951612384086]
[null,50.4,562.33812076223194,933.66141364844066]
[null,50.417999999999999,562.33810082056232,910.49117097829253]
[null,50.448999999999998,562.33806671270474,869.85287179531497]
[null,50.475000000000001,562.33803833418483,836.55058773088581]
[null,50.526000000000003,562.3379832643385,773.40712460619841]
[null,50.557000000000002,562.33795017066711,736.39295071899051]
[null,50.575000000000003,562.33793108517591,715.36141327197709]
[null,50.602000000000004,562.33790263452681,684.43451283235527]
[null,50.636000000000003,562.33786710787831,646.52423554773486]
[null,50.654000000000003,562.33784843373599,626.91031078567084]
[null,50.685000000000002,562.337816488062,593.85328082012404]
[null,50.728999999999999,562.33777160832267,548.46094036937302]
[null,50.733000000000004,562.33776755499753,544.42117875436145]
[null,50.764000000000003,562.33773629091127,513.59232944959297]
[null,50.811,562.33768938972833,468.43277432430881]
[null,50.823999999999998,562.33767652215363,456.26930282032134]
[null,50.872,562.33762940077577,412.54881945431652]
[null,50.89,562.33761188697156,396.62568427556863]
[null,50.920999999999999,562.33758192255971,369.78905860606426]
[null,50.951000000000001,562.33755316156464,344.50853929802213]
[null,50.969000000000001,562.33753601584999,329.65868934487366]
[null,51,562.3375066804756,304.63096333694295]
[null,51.018000000000001,562.33748975854246,290.41015272657]
[null,51.073999999999998,562.33743763102848,247.58633453104969]
[null,51.094999999999999,562.33741828368215,232.06571791013164]
[null,51.125999999999998,562.33738992114263,209.67415458477427]
[null,51.157000000000004,562.33736179269386,187.88742788622505]
[null,51.173000000000002,562.33734736573774,176.87393462403909]
[null,51.204999999999998,562.33731869632516,155.30846664972015]
[null,51.236000000000004,562.33729115584583,134.99025551781409]
[null,51.253999999999998,562.33727526912321,123.44540192796545]
[null,51.295999999999999,562.33723849654712,97.2106632190753]
[null,51.331000000000003,562.33720816739719,76.658406125336441]
[null,51.362000000000002,562.33718154135295,62.292990379948982]
[null,51.364000000000004,562.33717983114741,61.502105466471406]
[null,51.395000000000003,562.33715344026757,51.275471784901242]
[null,51.441000000000003,562.33711468348247,42.828615616919208]
[null,51.472000000000001,562.33708883491204,41.396924595285249]
[null,51.49,562.33707392523638,42.05472330555471]
[null,51.521000000000001,562.33704841735448,45.63358392348276]
[null,51.552,562.33702312332787,52.162756704241602]
[null,51.569000000000003,562.33700934274805,56.937153429148317]
[null,51.6,562.33698437737917,67.717329061107776]
[null,51.646999999999998,562.33694692817971,88.87805805385041]
[null,51.675000000000004,562.33692484656433,104.06392399192771]
[null,51.695,562.33690917787624,116.01965973382308]
[null,51.725999999999999,562.33688506172837,136.28445028281891]
[null,51.756999999999998,562.33686115166381,158.54415292470884]
[null,51.774000000000001,562.33684812679553,171.55362936470965]
[null,51.805,562.3368245336942,196.66229852301842]
[null,51.835999999999999,562.3368011439436,223.46367686144788]
[null,51.853999999999999,562.33678765570119,239.75902002942922]
[null,51.896999999999998,562.33675570867149,280.72486772111648]
[null,51.931000000000004,562.33673072115198,315.01015707206352]
[null,51.962000000000003,562.33670814722416,347.6102464418949]
[null,51.993000000000002,562.33668577141179,381.39366115995887]
[null,51.996000000000002,562.33668361648643,384.72253624104582]
[null,52.041000000000004,562.33665151347293,435.83465668082368]
[null,52.059000000000005,562.33663878779146,456.86407479294525]
[null,52.09,562.33661702526115,493.8011062987631]
[null,52.119,562.33659684229201,529.1219962768472]
[null,52.167000000000002,562.33656380650632,589.0517294844451]
[null,52.169000000000004,562.33656243999337,591.58544377185297]
[null,52.2,562.33654136062125,631.20202872052971]
[null,52.246000000000002,562.33651043157784,691.02079743570971]
[null,52.277000000000001,562.33648982240595,731.6374307509011]
[null,52.295000000000002,562.33647794185117,755.16818923261121]
[null,52.326000000000001,562.3364576283509,795.37908850065389]
[null,52.341000000000001,562.336447865938,814.61717489982675]
[null,52.374000000000002,562.33642654094638,856.23692073431926]
[null,52.405000000000001,562.33640669813678,894.21831440316896]
[null,52.436,562.33638703794816,930.86650368692801]
[null,52.468000000000004,562.33636693383767,967.06024522942778]
[null,52.484000000000002,562.33635695385465,984.46352546703315]
[null,52.530999999999999,562.33632791357331,1032.6174335092992]
[null,52.561999999999998,562.33630898305807,1061.7405379460915]
[null,52.591000000000001,562.33629143351345,1086.9288466383737]
[null,52.61,562.33628001868647,1102.2996561600073]
[null,52.640999999999998,562.33626153490729,1125.3716738673643]
[null,52.658999999999999,562.33625088183931,1137.5896539940006]
[null,52.69,562.33623267079452,1156.5347266029801]
[null,52.72,562.33621520982047,1172.2719912798475]
[null,52.767000000000003,562.33618817283229,1191.6291944045006]
[null,52.798000000000002,562.33617055067953,1200.7673140036441]
[null,52.813000000000002,562.33616208345609,1204.1351334477774]
[null,52.846000000000004,562.33614359142109,1209.0968745027506]
[null,52.877000000000002,562.33612638898796,1210.664493837528]
[null,52.895000000000003,562.33611647495036,1210.1895011121735]
[null,52.94,562.33609192699123,1204.5254656575937]
[null,52.956000000000003,562.33608327981108,1200.9665234832103]
[null,52.974000000000004,562.33607360210067,1195.9929993810258]
[null,53.005000000000003,562.33605705909474,1185.0222704761813]
[null,53.035000000000004,562.33604119806364,1171.5142550466574]
[null,53.082000000000001,562.33601663903505,1144.6652654264929]
[null,53.113,562.3360006319358,1123.1871386169867]
[null,53.131,562.33599140656077,1109.3534753777881]
[null,53.161999999999999,562.33597563628518,1083.2094238146449]
[null,53.192,562.335960515441,1055.1677707537747]
[null,53.21,562.33595150875851,1037.0825793715305]
[null,53.241,562.33593611189747,1003.7956899453677]
[null,53.288000000000004,562.33591304179902,948.43142674431795]
[null,53.291000000000004,562.3359115803222,944.70757133701215]
[null,53.32,562.33589752061641,907.60471659012171]
[null,53.367000000000004,562.33587499303007,846.45765193238697]
[null,53.398000000000003,562.33586030729771,807.47025116983616]
[null,53.414000000000001,562.33585278069927,787.76157801531906]
[null,53.445999999999998,562.33583783494896,749.17012028143506]
[null,53.477000000000004,562.33582349149481,712.81063172042491]
[null,53.495000000000005,562.33581522348095,692.15108795874755]
[null,53.541000000000004,562.33579429339704,640.82297504858138]
[null,53.556000000000004,562.33578752967321,624.5314624697711]
[null,53.603000000000002,562.33576652916622,574.86038404229919]
[null,53.634,562.33575283555706,543.20931674490737]
[null,53.64,562.3357501995082,537.18278068272321]
[null,53.682000000000002,562.33573187591981,495.87963253656608]
[null,53.713000000000001,562.33571849439363,466.36197819607133]
[null,53.731000000000002,562.33571077955139,449.58998013657492]
[null,53.762999999999998,562.33569716312138,420.4236699314522]
[null,53.792000000000002,562.33568493138068,394.69446837853059]
[null,53.81,562.33567739044872,379.05297241670388]
[null,53.841000000000001,562.3356644942462,352.69101747966027]
[null,53.89,562.33564434165032,312.46683190879435]
[null,53.917999999999999,562.3356329515384,290.25129834139716]
[null,53.948999999999998,562.33562044616497,266.28803724373313]
[null,53.966999999999999,562.33561323516267,252.6720580065938]
[null,53.984999999999999,562.3356060607116,239.27086079730233]
[null,54.027999999999999,562.33558906821099,208.10633926168543]
[null,54.045999999999999,562.33558201576818,195.40813338910354]
[null,54.076999999999998,562.33556995289496,174.00675772712964]
[null,54.112000000000002,562.33555645842364,150.53789286597663]
[null,54.125,562.33555147960215,142.00403433749096]
[null,54.155999999999999,562.33553967935472,122.04519998711643]
[null,54.203000000000003,562.33552198091604,92.808556375422071]
[null,54.234999999999999,562.33551006175924,74.475195482382944]
[null,54.250999999999998,562.33550414148669,66.843873207303986]
[null,54.282000000000004,562.33549274484517,55.03928582966536]
[null,54.313000000000002,562.33548144480301,46.998000041902031]
[null,54.334000000000003,562.33547384430597,43.589784423984611]
[null,54.361000000000004,562.33546413619899,41.519922050533474]
[null,54.392000000000003,562.3354530778231,42.206757562261572]
[null,54.439,562.33543648924365,49.118725397072907]
[null,54.457000000000001,562.33543019219758,53.534346037170032]
[null,54.487000000000002,562.33541976540107,62.947558243484032]
[null,54.518000000000001,562.33540907999316,75.24315307145072]
[null,54.548999999999999,562.33539848416638,90.002914404476186]
[null,54.556000000000004,562.33539610387481,93.662089326755932]
[null,54.597000000000001,562.3353822525828,117.38869977745227]
[null,54.628,562.33537188144066,137.79930465623721]
[null,54.646000000000001,562.33536589937466,150.56996968662628]
[null,54.679000000000002,562.33535500780351,175.64199909488792]
[null,54.722999999999999,562.33534063652326,212.19898522838906]
[null,54.753999999999998,562.33533061383741,239.94279853762609]
[null,54.756,562.33532997010445,241.78606149522167]
[null,54.803000000000004,562.33531494261626,286.8568469003481]
[null,54.835999999999999,562.33530450555043,320.3921568254695]
[null,54.850999999999999,562.33529979232685,336.11399022358853]
[null,54.881999999999998,562.33529011248481,369.49540598851013]
[null,54.913000000000004,562.33528051413873,404.00254457586709]
[null,54.935000000000002,562.33527375154029,429.12759054118538]
[null,54.960999999999999,562.33526581166086,459.45639889550085]
[null,54.992000000000004,562.33525641848723,496.45599986011473]
[null,55.039000000000001,562.33524232881962,554.13098430199125]
[null,55.058,562.33523668450528,577.93755997438723]
[null,55.087000000000003,562.33522812630895,614.76842655490498]
[null,55.118000000000002,562.33521905340319,654.74629719682889]
[null,55.149000000000001,562.33521005806062,695.21199638538315]
[null,55.185000000000002,562.33519970857856,742.36886545564278]
[null,55.197000000000003,562.33519628173281,758.03836998471161]
[null,55.244,562.33518296989644,818.69934744291743]
[null,55.246000000000002,562.33518240730712,821.24546781939011]
[null,55.28,562.335172891399,863.92964725443039]
[null,55.323,562.33516098608061,915.91221079500383]
[null,55.353999999999999,562.33515249231186,951.67161950829609]
[null,55.384999999999998,562.33514407274629,985.7504813560505]
[null,55.407000000000004,562.33513814235721,1008.8094277884404]
[null,55.433,562.33513118142105,1034.7576171662117]
[null,55.451000000000001,562.33512639246499,1051.8467679153648]
[null,55.481999999999999,562.3351182023863,1079.5040571469497]
[null,55.53,562.33510566383552,1117.6229886904437]
[null,55.559000000000005,562.33509817202957,1137.721879336759]
[null,55.561,562.33509765766235,1139.0237131789791]
[null,55.591999999999999,562.33508972292032,1157.7778941150075]
[null,55.628999999999998,562.33508034534952,1176.5766258830377]
[null,55.669000000000004,562.33507032041609,1192.3749822485165]
[null,55.686999999999998,562.3350658472591,1197.9166719114551]
[null,55.718000000000004,562.33505819854895,1205.1420168607817]
[null,55.752000000000002,562.33504988931099,1209.6520346717082]
[null,55.765999999999998,562.33504649195743,1210.4611516971529]
[null,55.797000000000004,562.33503901900292,1210.0621862661485]
[null,55.844000000000001,562.33502781896937,1203.6703246777113]
[null,55.850999999999999,562.33502616419673,1202.1199106022029]
[null,55.905000000000001,562.33501351396887,1184.9418530040302]
[null,55.923000000000002,562.3350093422755,1177.1661530929468]
[null,55.954000000000001,562.33500221009137,1161.3821268177514]
[null,55.974000000000004,562.33499764368514,1149.5990553530155]
[null,56.002000000000002,562.33499129655922,1131.0075012782004]
[null,56.033000000000001,562.33498433138607,1107.5938750963612]
[null,56.051000000000002,562.33498031680904,1092.6474577373483]
[null,56.100999999999999,562.33496927884721,1046.0393650789556]
[null,56.112000000000002,562.3349668727775,1034.807494714322]
[null,56.158999999999999,562.33495668200044,983.03403740669637]
[null,56.19,562.33495003938503,945.70094099960966]
[null,56.2,562.33494790989175,933.14992411622927]
[null,56.238,562.3349398765082,883.64515649820908]
[null,56.268999999999998,562.33493339129393,843.65325397335698]
[null,56.286999999999999,562.33492965363746,820.92976436929928]
[null,56.317999999999998,562.33492326434259,782.6319180241353]
[null,56.353000000000002,562.33491612270223,740.63429158440738]
[null,56.366,562.33491348941538,725.3629180139676]
[null,56.396999999999998,562.33490725194838,689.64650504817178]
[null,56.444000000000003,562.33489790676038,637.32741573474857]
[null,56.480000000000004,562.33489083866607,598.69681908004395]
[null,56.505000000000003,562.3348859756486,572.58369498907075]
[null,56.523000000000003,562.33488249711718,554.13612770778457]
[null,56.554000000000002,562.33487655078568,523.04486005958802]
[null,56.575000000000003,562.33487255435523,502.46158908111903]
[null,56.602000000000004,562.33486745341963,476.55227686801283]
[null,56.633000000000003,562.33486164812962,447.55668936304176]
[null,56.68,562.33485295001037,405.08258274375208]
[null,56.701999999999998,562.33484892090007,385.79891697377769]
[null,56.712000000000003,562.3348470983326,377.15673385820736]
[null,56.759,562.33483860564581,337.54555784858076]
[null,56.79,562.33483306963478,312.30479325676248]
[null,56.801000000000002,562.33483111763576,303.51324276478124]
[null,56.838000000000001,562.33482459900779,274.56080800397234]
[null,56.869,562.33481919292876,251.02137543095216]
[null,56.887,562.33481607688327,237.64621652156947]
[null,56.923999999999999,562.33480972411462,210.8117362981323]
[null,56.948,562.33480564075546,193.86871365213673]
[null,56.995000000000005,562.33479772818509,161.71124808408308]
[null,57.026000000000003,562.33479256935311,141.22008624441796]
[null,57.051000000000002,562.33478844335116,125.09884028785605]
[null,57.073999999999998,562.33478467424334,110.57845859184056]
[null,57.105000000000004,562.33477963439316,91.468485884278635]
[null,57.123000000000005,562.33477672904257,80.795967764432902]
[null,57.146000000000001,562.33477303891095,69.020194506956187]
[null,57.184000000000005,562.33476699634116,54.346135080102265]
[null,57.201999999999998,562.33476415739005,49.38394674281831]
[null,57.233000000000004,562.3347593028343,43.689703617553825]
[null,57.273000000000003,562.33475310312303,41.407897208784249]
[null,57.31,562.33474743193926,44.068029235257406]
[null,57.341000000000001,562.33474272678234,49.607097619382394]
[null,57.359000000000002,562.33474001394711,54.138215716068927]
[null,57.396000000000001,562.33473448136181,66.330589981256225]
[null,57.407000000000004,562.33473284780814,70.672237035269134]
[null,57.438000000000002,562.33472827166975,84.590028939707651]
[null,57.469000000000001,562.33472373577445,100.8787173131205]
[null,57.495000000000005,562.33471996216508,116.26729737472529]
[null,57.517000000000003,562.33471679076536,130.45680817848873]
[null,57.548000000000002,562.33471235533852,152.17575645900371]
[null,57.594999999999999,562.33470570419718,188.70045133526207]
[null,57.618000000000002,562.33470248128538,208.04629235655514]
[null,57.643000000000001,562.33469900162731,230.0996551000236]
[null,57.673999999999999,562.33469472054037,258.84629844896733]
[null,57.704999999999998,562.33469047637186,289.04640614591011]
[null,57.745000000000005,562.33468505393296,330.00123054003825]
[null,57.753,562.33468397666798,338.44467033301487]
[null,57.800000000000004,562.3346776958382,389.62428802091068]
[null,57.831000000000003,562.33467359772669,424.75247038342837]
[null,57.84,562.33467241452342,435.14042024606948]
[null,57.878999999999998,562.3346673211862,481.07355471346068]
[null,57.910000000000004,562.33466331157388,518.57549463662644]
[null,57.941000000000003,562.33465933608284,556.87478634691627]
[null,57.959000000000003,562.3346570432609,579.45104656250351]
[null,57.997,562.3346522399911,627.85732191481293]
[null,58.006999999999998,562.33465098429258,640.75236044227768]
[null,58.038000000000004,562.33464711348586,681.07990571609992]
[null,58.069000000000003,562.33464327549973,721.68411936656366]
[null,58.096000000000004,562.33463995925149,756.99652353017723]
[null,58.146000000000001,562.33463388257212,821.50115157855191]
[null,58.177,562.33463015669474,860.46289197184478]
[null,58.195,562.33462800778591,882.59037889315846]
[null,58.219000000000001,562.33462515904284,911.42458547131343]
[null,58.243000000000002,562.33462232901354,939.39509564603532]
[null,58.274000000000001,562.3346187010676,974.08231782400901]
[null,58.305,562.3346151039068,1006.9610243785187]
[null,58.346000000000004,562.33461039325323,1047.3630037256314]
[null,58.353000000000002,562.33460959429715,1053.8857522791595]
[null,58.4,562.33460426962392,1094.6503858211397]
[null,58.431000000000004,562.33460079522104,1118.5005215506294]
[null,58.441000000000003,562.33459968078046,1125.6552145225392]
[null,58.478999999999999,562.33459547392158,1150.3618600396085]
[null,58.51,562.33459207466979,1167.5206967002141]
[null,58.541000000000004,562.33458870454888,1181.900256221594]
[null,58.567999999999998,562.33458579286503,1192.1066545372146]
[null,58.588999999999999,562.33458354331628,1198.527146317168]
[null,58.636000000000003,562.3345785561512,1208.0037726838423]
[null,58.637999999999998,562.33457834538194,1208.2554769538363]
[null,58.691000000000003,562.33457280284517,1210.3673009976185]
[null,58.715000000000003,562.33457032003435,1208.4164120708124]
[null,58.746000000000002,562.33456713781595,1203.1999020796213]
[null,58.764000000000003,562.33456530281455,1198.7738112891525]
[null,58.79,562.33456266869734,1190.5682535376791]
[null,58.825000000000003,562.33455915329102,1176.145474356339]
[null,58.843000000000004,562.33455735893494,1167.2236713919722]
[null,58.874000000000002,562.33455429013839,1149.4744785129326]
[null,58.913000000000004,562.3345504677817,1122.8894899385266]
[null,58.951000000000001,562.33454678428711,1092.475060291137]
[null,58.981999999999999,562.3345438089849,1064.4278682843919]
[null,59,562.3345420935475,1046.8416966677705]
[null,59.012,562.33454095486479,1034.5989938044829]
[null,59.061,562.33453634606485,980.46404290352143]
[null,59.079000000000001,562.33453466942001,958.98049942821137]
[null,59.11,562.33453180236597,920.10116573331004]
[null,59.134999999999998,562.3345295090262,887.31015418751736]
[null,59.158000000000001,562.3345274138992,857.4604271805149]
[null,59.189,562.33452461227114,818.17582155692344]
[null,59.236000000000004,562.33452041300245,760.62987504119633]
[null,59.262,562.33451811485725,729.80749259392542]
[null,59.297000000000004,562.33451504894515,689.41803362437702]
[null,59.314999999999998,562.33451348451672,669.12749084075608]
[null,59.346000000000004,562.3345108097293,634.93009848037104]
[null,59.361000000000004,562.33450952429632,618.71615150914181]
[null,59.393999999999998,562.33450671646813,583.79274611376934]
[null,59.425000000000004,562.33450410386695,551.90039956015744]
[null,59.442999999999998,562.3345025979412,533.77909600602811]
[null,59.474000000000004,562.33450002334564,503.23770860546813]
[null,59.501000000000005,562.33449780036733,477.31010493438379]
[null,59.502000000000002,562.33449771838025,476.36164811993802]
[null,59.503,562.33449763641784,475.41402873909072]
[null,59.503999999999998,562.33449755447987,474.46724605243537]
[null,59.505000000000003,562.3344974725668,473.52129932121869]
[null,59.506,562.33449739067805,472.57618780733924]
[null,59.506999999999998,562.33449730881409,471.63191077334744]
[null,59.508000000000003,562.33449722697458,470.68846748244505]
[null,59.509,562.33449714515962,469.74585719848398]
[null,59.51,562.33449706336944,468.80407918596643]
[null,59.511000000000003,562.33449698160371,467.86313271004383]
[null,59.512,562.33449689986242,466.92301703651657]
[null,59.512999999999998,562.33449681814579,465.98373143183323]
[null,59.514000000000003,562.33449673645373,465.04527516309008]
[null,59.515000000000001,562.33449665478611,464.10764749803042]
[null,59.515999999999998,562.33449657314316,463.17084770504431]
[null,59.517000000000003,562.33449649152476,462.23487505316757]
[null,59.518000000000001,562.33449640993069,461.29972881208141]
[null,59.518999999999998,562.33449632836141,460.36540825211205]
[null,59.52,562.33449624681657,459.4319126442299]
[null,59.521000000000001,562.33449616529617,458.4992412600489]
[null,59.521999999999998,562.33449608380045,457.56739337182637]
[null,59.523000000000003,562.33449600232905,456.63636825246203]
[null,59.524000000000001,562.33449592088209,455.70616517549763]
[null,59.524999999999999,562.33449583945958,454.77678341511626]
[null,59.526000000000003,562.33449575806173,453.84822224614203]
[null,59.527000000000001,562.33449567668833,452.92048094403918]
[null,59.527999999999999,562.33449559533926,451.99355878491184]
[null,59.529000000000003,562.33449551401475,451.06745504550315]
[null,59.53,562.33449543271456,450.14216900319485]
[null,59.530999999999999,562.33449535143882,449.21769993600674]
[null,59.532000000000004,562.33449527018774,448.29404712259628]
[null,59.533000000000001,562.334495188961,447.37120984225749]
[null,59.533999999999999,562.33449510775858,446.44918737492088]
[null,59.535000000000004,562.33449502658073,445.52797900115286]
[null,59.536000000000001,562.3344949454272,444.60758400215491]
[null,59.536999999999999,562.33449486429799,443.68800165976319]
[null,59.538000000000004,562.33449478319335,442.76923125644811]
[null,59.539000000000001,562.33449470211303,441.85127207531343]
[null,59.54,562.33449462105716,440.93412340009587]
[null,59.541000000000004,562.3344945400255,440.01778451516475]
[null,59.542000000000002,562.33449445901852,439.10225470552115]
[null,59.542999999999999,562.33449437803563,438.18753325679734]
[null,59.544000000000004,562.3344942970773,437.27361945525661]
[null,59.545000000000002,562.3344942161433,436.36051258779224]
[null,59.545999999999999,562.33449413523374,435.44821194192718]
[null,59.547000000000004,562.33449405434828,434.53671680581346]
[null,59.548000000000002,562.3344939734875,433.62602646823154]
[null,59.548999999999999,562.33449389265093,432.71614021859011]
[null,59.550000000000004,562.33449381183868,431.80705734692492]
[null,59.551000000000002,562.33449373105054,430.89877714389894]
[null,59.552,562.33449365028696,429.99129890080121]
[null,59.553000000000004,562.33449356954759,429.0846219095464]
[null,59.554000000000002,562.33449348883266,428.17874546267484]
[null,59.555,562.33449340814195,427.27366885335101]
[null,59.556000000000004,562.33449332747546,426.36939137536382]
[null,59.557000000000002,562.3344932468334,425.46591232312562]
[null,59.558,562.33449316621557,424.56323099167167]
[null,59.559000000000005,562.33449308562194,423.66134667665978]
[null,59.56,562.33449300505276,422.76025867436948]
[null,59.561,562.3344929245078,421.85996628170199]
[null,59.562000000000005,562.33449284398694,420.96046879617893]
[null,59.563000000000002,562.33449276349052,420.06176551594245]
[null,59.564,562.33449268301831,419.1638557397543]
[null,59.564999999999998,562.33449260257021,418.26673876699545]
[null,59.566000000000003,562.33449252214632,417.37041389766529]
[null,59.567,562.33449244174676,416.4748804323815]
[null,59.567999999999998,562.33449236137142,415.58013767237901]
[null,59.569000000000003,562.33449228102029,414.68618491951014]
[null,59.57,562.33449220069349,413.79302147624315]
[null,59.570999999999998,562.33449212039079,412.9006466456625]
[null,59.572000000000003,562.3344920401122,412.00905973146791]
[null,59.573,562.33449195985781,411.11826003797381]
[null,59.573999999999998,562.33449187962765,410.2282468701091]
[null,59.575000000000003,562.33449179942181,409.33901953341604]
[null,59.576000000000001,562.33449171923996,408.45057733405048]
[null,59.576999999999998,562.33449163908244,407.5629195787804]
[null,59.578000000000003,562.33449155894891,406.6760455749864]
[null,59.579000000000001,562.33449147883971,405.78995463066019]
[null,59.58,562.33449139875461,404.90464605440468]
[null,59.581000000000003,562.33449131869361,404.02011915543324]
[null,59.582000000000001,562.3344912386566,403.13637324356921]
[null,59.582999999999998,562.33449115864369,402.25340762924503]
[null,59.584000000000003,562.33449107865511,401.37122162350249]
[null,59.585000000000001,562.33449099869063,400.48981453799121]
[null,59.585999999999999,562.33449091875025,399.60918568496891]
[null,59.587000000000003,562.33449083883397,398.72933437730029]
[null,59.588000000000001,562.33449075894168,397.85025992845698]
[null,59.588999999999999,562.33449067907361,396.97196165251665]
[null,59.59,562.33449059922953,396.09443886416267]
[null,59.591000000000001,562.33449051940966,395.21769087868336]
[null,59.591999999999999,562.33449043961377,394.34171701197175]
[null,59.593000000000004,562.33449035984188,393.46651658052491]
[null,59.594000000000001,562.33449028009409,392.59208890144333]
[null,59.594999999999999,562.33449020037051,391.71843329243035]
[null,59.596000000000004,562.33449012067092,390.84554907179205]
[null,59.597000000000001,562.33449004099532,389.97343555843611]
[null,59.597999999999999,562.33448996134382,389.10209207187177]
[null,59.599000000000004,562.33448988171631,388.23151793220899]
[null,59.6,562.33448980211278,387.36171246015806]
[null,59.600999999999999,562.33448972253325,386.49267497702903]
[null,59.602000000000004,562.33448964297781,385.62440480473123]
[null,59.603000000000002,562.33448956344625,384.75690126577274]
[null,59.603999999999999,562.33448948393891,383.8901636832598]
[null,59.605000000000004,562.33448940445544,383.0241913808963]
[null,59.606000000000002,562.33448932499596,382.15898368298315]
[null,59.606999999999999,562.33448924556046,381.29453991441795]
[null,59.608000000000004,562.33448916614896,380.4308594006946]
[null,59.609000000000002,562.33448908676144,379.56794146790213]
[null,59.61,562.33448900739779,378.7057854427249]
[null,59.611000000000004,562.33448892805825,377.84439065244169]
[null,59.612000000000002,562.33448884874247,376.98375642492516]
[null,59.613,562.33448876945079,376.12388208864166]
[null,59.614000000000004,562.33448869018298,375.26476697265008]
[null,59.615000000000002,562.33448861093916,374.40641040660216]
[null,59.616,562.33448853171922,373.54881172074124]
[null,59.617000000000004,562.33448845252326,372.69197024590204]
[null,59.618000000000002,562.33448837335129,371.83588531351012]
[null,59.619,562.33448829420308,370.98055625558152]
[null,59.620000000000005,562.33448821507875,370.12598240472187]
[null,59.621000000000002,562.3344881359784,369.27216309412609]
[null,59.622,562.33448805690193,368.41909765757794]
[null,59.623000000000005,562.33448797784922,367.5667854294494]
[null,59.624000000000002,562.3344878988205,366.71522574470009]
[null,59.625,562.33448781981565,365.86441793887695]
[null,59.626000000000005,562.33448774083456,365.01436134811337]
[null,59.627000000000002,562.33448766187746,364.16505530912917]
[null,59.628,562.33448758294423,363.31649915922969]
[null,59.628999999999998,562.33448750403477,362.46869223630523]
[null,59.63,562.33448742514918,361.62163387883095]
[null,59.631,562.33448734628746,360.77532342586602]
[null,59.631999999999998,562.33448726744939,359.92976021705311]
[null,59.633000000000003,562.33448718863531,359.08494359261795]
[null,59.634,562.3344871098451,358.24087289336899]
[null,59.634999999999998,562.33448703107842,357.39754746069639]
[null,59.636000000000003,562.33448695233574,356.55496663657215]
[null,59.637,562.33448687361681,355.7131297635492]
[null,59.637999999999998,562.33448679492176,354.87203618476076]
[null,59.639000000000003,562.33448671625035,354.03168524392015]
[null,59.64,562.33448663760271,353.19207628532024]
[null,59.640999999999998,562.33448655897905,352.35320865383278]
[null,59.642000000000003,562.33448648037904,351.51508169490791]
[null,59.643000000000001,562.33448640180268,350.67769475457374]
[null,59.643999999999998,562.33448632325019,349.8410471794358]
[null,59.645000000000003,562.33448624472146,349.00513831667666]
[null,59.646000000000001,562.33448616621638,348.16996751405503]
[null,59.646999999999998,562.33448608773506,347.33553411990562]
[null,59.648000000000003,562.3344860092775,346.50183748313867]
[null,59.649000000000001,562.3344859308437,345.66887695323919]
[null,59.65,562.33448585243355,344.8366518802664]
[null,59.651000000000003,562.33448577404704,344.00516161485359]
[null,59.652000000000001,562.33448569568441,343.17440550820749]
[null,59.652999999999999,562.33448561734542,342.34438291210739]
[null,59.654000000000003,562.33448553903008,341.51509317890503]
[null,59.655000000000001,562.33448546073839,340.68653566152409]
[null,59.655999999999999,562.33448538247035,339.85870971345952]
[null,59.657000000000004,562.33448530422595,339.03161468877698]
[null,59.658000000000001,562.33448522600531,338.20524994211263]
[null,59.658999999999999,562.33448514780832,337.37961482867246]
[null,59.660000000000004,562.33448506963498,336.55470870423159]
[null,59.661000000000001,562.33448499148528,335.73053092513408]
[null,59.661999999999999,562.33448491335912,334.90708084829231]
[null,59.663000000000004,562.33448483525672,334.08435783118642]
[null,59.664000000000001,562.33448475717796,333.26236123186379]
[null,59.664999999999999,562.33448467912285,332.44109040893886]
[null,59.666000000000004,562.33448460109116,331.62054472159218]
[null,59.667000000000002,562.33448452308323,330.80072352957012]
[null,59.667999999999999,562.33448444509895,329.98162619318435]
[null,59.669000000000004,562.33448436713809,329.16325207331141]
[null,59.67,562.33448428920087,328.34560053139211]
[null,59.670999999999999,562.33448421128742,327.52867092943103]
[null,59.672000000000004,562.33448413339738,326.71246262999625]
[null,59.673000000000002,562.33448405553088,325.89697499621838]
[null,59.673999999999999,562.33448397768802,325.08220739179058]
[null,59.675000000000004,562.33448389986859,324.26815918096776]
[null,59.676000000000002,562.33448382207268,323.45482972856615]
[null,59.677,562.33448374430043,322.6422183999627]
[null,59.678000000000004,562.33448366655171,321.83032456109498]
[null,59.679000000000002,562.33448358882652,321.01914757846015]
[null,59.68,562.33448351112486,320.20868681911469]
[null,59.681000000000004,562.33448343344674,319.3989416506742]
[null,59.682000000000002,562.33448335579203,318.58991144131244]
[null,59.683,562.33448327816097,317.781595559761]
[null,59.684000000000005,562.33448320055334,316.97399337530902]
[null,59.685000000000002,562.33448312296923,316.16710425780235]
[null,59.686,562.33448304540866,315.36092757764328]
[null,59.687000000000005,562.33448296787139,314.55546270579015]
[null,59.688000000000002,562.33448289035778,313.75070901375642]
[null,59.689,562.33448281286746,312.94666587361075]
[null,59.69,562.3344827354008,312.14333265797609]
[null,59.691000000000003,562.33448265795744,311.34070874002924]
[null,59.692,562.33448258053761,310.53879349350063]
[null,59.692999999999998,562.33448250314109,309.7375862926736]
[null,59.694000000000003,562.3344824257681,308.93708651238387]
[null,59.695,562.33448234841865,308.1372935280192]
[null,59.695999999999998,562.3344822710925,307.33820671551894]
[null,59.697000000000003,562.33448219378977,306.53982545137342]
[null,59.698,562.33448211651046,305.74214911262317]
[null,59.698999999999998,562.33448203925457,304.94517707685924]
[null,59.7,562.33448196202221,304.14890872222202]
[null,59.701000000000001,562.33448188481316,303.35334342740094]
[null,59.701999999999998,562.3344818076273,302.55848057163405]
[null,59.703000000000003,562.33448173046497,301.7643195347074]
[null,59.704000000000001,562.33448165332607,300.9708596969549]
[null,59.704999999999998,562.33448157621035,300.17810043925721]
[null,59.706000000000003,562.33448149911806,299.38604114304206]
[null,59.707000000000001,562.33448142204918,298.59468119028304]
[null,59.707999999999998,562.33448134500372,297.80401996349951]
[null,59.709000000000003,562.33448126798146,297.01405684575616]
[null,59.71,562.33448119098273,296.22479122066215]
[null,59.710999999999999,562.33448111400708,295.43622247237118]
[null,59.712000000000003,562.33448103705484,294.64834998558035]
[null,59.713000000000001,562.33448096012592,293.86117314553036]
[null,59.713999999999999,562.33448088322018,293.07469133800441]
[null,59.715000000000003,562.33448080633798,292.28890394932836]
[null,59.716000000000001,562.33448072947897,291.50381036636969]
[null,59.716999999999999,562.33448065264338,290.71940997653718]
[null,59.718000000000004,562.33448057583075,289.93570216778079]
[null,59.719000000000001,562.33448049904166,289.15268632859056]
[null,59.72,562.33448042227587,288.37036184799661]
[null,59.721000000000004,562.33448034553317,287.58872811556847]
[null,59.722000000000001,562.33448026881376,286.80778452141465]
[null,59.722999999999999,562.33448019211755,286.02753045618232]
[null,59.724000000000004,562.33448011544488,285.24796531105642]
[null,59.725000000000001,562.33448003879505,284.46908847775956]
[null,59.725999999999999,562.33447996216864,283.69089934855134]
[null,59.727000000000004,562.33447988556554,282.91339731622821]
[null,59.728000000000002,562.33447980898552,282.13658177412248]
[null,59.728999999999999,562.33447973242869,281.36045211610218]
[null,59.730000000000004,562.33447965589517,280.58500773657062]
[null,59.731000000000002,562.33447957938483,279.81024803046563]
[null,59.731999999999999,562.33447950289769,279.03617239325945]
[null,59.733000000000004,562.33447942643375,278.26278022095806]
[null,59.734000000000002,562.33447934999299,277.49007091010066]
[null,59.734999999999999,562.33447927357543,276.71804385775931]
[null,59.736000000000004,562.33447919718094,275.9466984615384]
[null,59.737000000000002,562.33447912080976,275.1760341195743]
[null,59.738,562.33447904446143,274.40605023053462]
[null,59.739000000000004,562.33447896813652,273.63674619361797]
[null,59.74,562.33447889183458,272.86812140855358]
[null,59.741,562.33447881555583,272.10017527560052]
[null,59.742000000000004,562.33447873930015,271.33290719554742]
[null,59.743000000000002,562.33447866306767,270.56631656971206]
[null,59.744,562.33447858685838,269.80040279994068]
[null,59.745000000000005,562.33447851067217,269.03516528860791]
[null,59.746000000000002,562.33447843450904,268.27060343861581]
[null,59.747,562.33447835836898,267.50671665339365]
[null,59.748000000000005,562.33447828225201,266.74350433689756]
[null,59.749000000000002,562.33447820615811,265.98096589360983]
[null,59.75,562.33447813008729,265.21910072853876]
[null,59.751000000000005,562.33447805403955,264.4579082472178]
[null,59.752000000000002,562.33447797801489,263.69738785570524]
[null,59.753,562.3344779020133,262.93753896058399]
[null,59.753999999999998,562.3344778260348,262.17836096896076]
[null,59.755000000000003,562.33447775007926,261.41985328846573]
[null,59.756,562.3344776741468,260.66201532725228]
[null,59.756999999999998,562.3344775982373,259.90484649399622]
[null,59.758000000000003,562.33447752235088,259.14834619789548]
[null,59.759,562.33447744648754,258.39251384866969]
[null,59.76,562.33447737064716,257.63734885655958]
[null,59.761000000000003,562.33447729482975,256.88285063232667]
[null,59.762,562.33447721903542,256.12901858725269]
[null,59.762999999999998,562.33447714326405,255.37585213313929]
[null,59.764000000000003,562.33447706751565,254.62335068230729]
[null,59.765000000000001,562.33447699179021,253.87151364759652]
[null,59.765999999999998,562.33447691608774,253.12034044236529]
[null,59.767000000000003,562.33447684040846,252.3698304804897]
[null,59.768000000000001,562.3344767647518,251.61998317636349]
[null,59.768999999999998,562.33447668911822,250.87079794489748]
[null,59.77,562.3344766135076,250.12227420151902]
[null,59.771000000000001,562.33447653791995,249.3744113621716]
[null,59.771999999999998,562.33447646235527,248.62720884331449]
[null,59.773000000000003,562.33447638681355,247.88066606192206]
[null,59.774000000000001,562.33447631129468,247.13478243548354]
[null,59.774999999999999,562.33447623579877,246.38955738200255]
[null,59.776000000000003,562.33447616032561,245.6449903199964]
[null,59.777000000000001,562.3344760848754,244.90108066849601]
[null,59.777999999999999,562.33447600944817,244.15782784704507]
[null,59.779000000000003,562.33447593404389,243.41523127569999]
[null,59.78,562.33447585866247,242.6732903750291]
[null,59.780999999999999,562.33447578330379,241.93200456611234]
[null,59.782000000000004,562.33447570796795,241.19137327054082]
[null,59.783000000000001,562.33447563265509,240.45139591041635]
[null,59.783999999999999,562.33447555736495,239.71207190835108]
[null,59.785000000000004,562.33447548209767,238.97340068746684]
[null,59.786000000000001,562.33447540685336,238.23538167139478]
[null,59.786999999999999,562.33447533163189,237.49801428427514]
[null,59.788000000000004,562.33447525643317,236.76129795075644]
[null,59.789000000000001,562.33447518125729,236.02523209599528]
[null,59.79,562.33447510610426,235.28981614565581]
[null,59.791000000000004,562.33447503097398,234.55504952590917]
[null,59.792000000000002,562.33447495586654,233.82093166343333]
[null,59.792999999999999,562.33447488078184,233.08746198541243]
[null,59.794000000000004,562.33447480572011,232.35463991953628]
[null,59.795000000000002,562.33447473068122,231.62246489400013]
[null,59.795999999999999,562.33447465566496,230.890936337504]
[null,59.797000000000004,562.33447458067144,230.1600536792524]
[null,59.798000000000002,562.33447450570065,229.42981634895378]
[null,59.798999999999999,562.33447443075272,228.70022377682014]
[null,59.800000000000004,562.33447435582752,227.97127539356657]
[null,59.801000000000002,562.33447428092495,227.24297063041078]
[null,59.802,562.33447420604523,226.51530891907277]
[null,59.803000000000004,562.33447413118813,225.7882896917742]
[null,59.804000000000002,562.33447405635388,225.06191238123813]
[null,59.805,562.33447398154226,224.33617642068842]
[null,59.806000000000004,562.33447390675349,223.61108124384938]
[null,59.807000000000002,562.33447383198734,222.88662628494535]
[null,59.808,562.33447375724381,222.16281097870012]
[null,59.809000000000005,562.33447368252303,221.43963476033673]
[null,59.81,562.33447360782509,220.71709706557678]
[null,59.811,562.33447353314966,219.99519733064011]
[null,59.812000000000005,562.33447345849686,219.27393499224442]
[null,59.813000000000002,562.33447338386691,218.55330948760459]
[null,59.814,562.33447330925958,217.83332025443269]
[null,59.814999999999998,562.33447323467476,217.11396673093694]
[null,59.816000000000003,562.33447316011268,216.39524835582176]
[null,59.817,562.33447308557322,215.67716456828714]
[null,59.817999999999998,562.33447301105639,214.95971480802831]
[null,59.819000000000003,562.33447293656229,214.242898515235]
[null,59.82,562.33447286209082,213.52671513059141]
[null,59.820999999999998,562.33447278764186,212.81116409527553]
[null,59.822000000000003,562.33447271321552,212.09624485095873]
[null,59.823,562.3344726388118,211.38195683980538]
[null,59.823999999999998,562.3344725644306,210.66829950447243]
[null,59.825000000000003,562.33447249007213,209.95527228810874]
[null,59.826000000000001,562.33447241573617,209.24287463435519]
[null,59.826999999999998,562.33447234142272,208.53110598734352]
[null,59.828000000000003,562.3344722671319,207.81996579169652]
[null,59.829000000000001,562.33447219286359,207.10945349252722]
[null,59.83,562.3344721186179,206.39956853543868]
[null,59.831000000000003,562.33447204439472,205.69031036652331]
[null,59.832000000000001,562.33447197019404,204.98167843236274]
[null,59.832999999999998,562.33447189601588,204.27367218002723]
[null,59.834000000000003,562.33447182186046,203.56629105707515]
[null,59.835000000000001,562.33447174772743,202.85953451155268]
[null,59.835999999999999,562.33447167361692,202.15340199199343]
[null,59.837000000000003,562.33447159952891,201.44789294741776]
[null,59.838000000000001,562.33447152546341,200.74300682733264]
[null,59.838999999999999,562.33447145142043,200.03874308173104]
[null,59.84,562.33447137739984,199.33510116109164]
[null,59.841000000000001,562.33447130340176,198.63208051637821]
[null,59.841999999999999,562.33447122942619,197.92968059903933]
[null,59.843000000000004,562.33447115547312,197.2279008610079]
[null,59.844000000000001,562.33447108154246,196.52674075470077]
[null,59.844999999999999,562.33447100763431,195.82619973301823]
[null,59.846000000000004,562.33447093374866,195.1262772493437]
[null,59.847000000000001,562.33447085988541,194.4269727575431]
[null,59.847999999999999,562.33447078604456,193.72828571196473]
[null,59.849000000000004,562.33447071222611,193.03021556743852]
[null,59.85,562.33447063843005,192.33276177927587]
[null,59.850999999999999,562.3344705646565,191.63592380326901]
[null,59.852000000000004,562.33447049090535,190.93970109569071]
[null,59.853000000000002,562.33447041717659,190.24409311329387]
[null,59.853999999999999,562.33447034347023,189.54909931331096]
[null,59.855000000000004,562.33447026978627,188.85471915345374]
[null,59.856000000000002,562.33447019612458,188.16095209191275]
[null,59.856999999999999,562.3344701224853,187.46779758735701]
[null,59.858000000000004,562.33447004886852,186.77525509893334]
[null,59.859000000000002,562.33446997527403,186.0833240862662]
[null,59.86,562.33446990170194,185.39200400945722]
[null,59.861000000000004,562.33446982815212,184.70129432908465]
[null,59.862000000000002,562.33446975462482,184.01119450620303]
[null,59.863,562.3344696811198,183.32170400234278]
[null,59.864000000000004,562.33446960763695,182.6328222795097]
[null,59.865000000000002,562.33446953417649,181.94454880018472]
[null,59.866,562.33446946073832,181.25688302732323]
[null,59.867000000000004,562.33446938732266,180.56982442435492]
[null,59.868000000000002,562.33446931392905,179.88337245518323]
[null,59.869,562.33446924055795,179.19752658418489]
[null,59.870000000000005,562.33446916720891,178.51228627620952]
[null,59.871000000000002,562.33446909388226,177.82765099657937]
[null,59.872,562.3344690205779,177.14362021108866]
[null,59.873000000000005,562.33446894729582,176.46019338600334]
[null,59.874000000000002,562.33446887403602,175.77736998806063]
[null,59.875,562.33446880079839,175.09514948446858]
[null,59.876000000000005,562.33446872758304,174.41353134290563]
[null,59.877000000000002,562.33446865438998,173.73251503152022]
[null,59.878,562.33446858121908,173.05210001893053]
[null,59.878999999999998,562.33446850807059,172.37228577422371]
[null,59.88,562.33446843494414,171.69307176695585]
[null,59.881,562.33446836183998,171.01445746715123]
[null,59.881999999999998,562.3344682887581,170.33644234530226]
[null,59.883000000000003,562.33446821569828,169.65902587236869]
[null,59.884,562.33446814266063,168.98220751977755]
[null,59.884999999999998,562.33446806964525,168.30598675942241]
[null,59.886000000000003,562.33446799665205,167.63036306366322]
[null,59.887,562.33446792368113,166.95533590532582]
[null,59.887999999999998,562.33446785073238,166.28090475770148]
[null,59.889000000000003,562.33446777780568,165.60706909454646]
[null,59.89,562.33446770490127,164.93382839008183]
[null,59.890999999999998,562.3344676320188,164.26118211899276]
[null,59.892000000000003,562.33446755915861,163.58912975642824]
[null,59.893000000000001,562.33446748632059,162.91767077800074]
[null,59.893999999999998,562.33446741350463,162.24680465978571]
[null,59.895000000000003,562.33446734071072,161.57653087832119]
[null,59.896000000000001,562.33446726793909,160.90684891060741]
[null,59.896999999999998,562.33446719518952,160.23775823410639]
[null,59.898000000000003,562.334467122462,159.5692583267415]
[null,59.899000000000001,562.33446704975654,158.90134866689709]
[null,59.9,562.33446697707336,158.23402873341803]
[null,59.901000000000003,562.33446690441212,157.56729800560939]
[null,59.902000000000001,562.33446683177283,156.90115596323596]
[null,59.902999999999999,562.33446675915582,156.23560208652194]
[null,59.904000000000003,562.33446668656086,155.57063585615029]
[null,59.905000000000001,562.33446661398784,154.90625675326265]
[null,59.905999999999999,562.334466541437,154.24246425945873]
[null,59.907000000000004,562.33446646890809,153.579257856796]
[null,59.908000000000001,562.33446639640124,152.91663702778916]
[null,59.908999999999999,562.33446632391644,152.25460125540991]
[null,59.910000000000004,562.3344662514537,151.59315002308639]
[null,59.911000000000001,562.33446617901291,150.93228281470286]
[null,59.911999999999999,562.33446610659416,150.27199911459931]
[null,59.913000000000004,562.33446603419736,149.61229840757105]
[null,59.914000000000001,562.33446596182273,148.95318017886814]
[null,59.914999999999999,562.33446588946993,148.29464391419529]
[null,59.916000000000004,562.33446581713918,147.6366890997113]
[null,59.917000000000002,562.33446574483037,146.97931522202856]
[null,59.917999999999999,562.3344656725435,146.32252176821285]
[null,59.919000000000004,562.33446560027869,145.66630822578273]
[null,59.92,562.33446552803571,145.01067408270936]
[null,59.920999999999999,562.33446545581467,144.35561882741601]
[null,59.922000000000004,562.33446538361568,143.70114194877752]
[null,59.923000000000002,562.33446531143875,143.04724293612011]
[null,59.923999999999999,562.33446523928353,142.39392127922088]
[null,59.925000000000004,562.33446516715037,141.7411764683074]
[null,59.926000000000002,562.33446509503904,141.08900799405743]
[null,59.927,562.33446502294964,140.43741534759829]
[null,59.928000000000004,562.33446495088219,139.78639802050674]
[null,59.929000000000002,562.33446487883657,139.13595550480841]
[null,59.93,562.33446480681278,138.48608729297737]
[null,59.931000000000004,562.33446473481092,137.83679287793592]
[null,59.932000000000002,562.33446466283101,137.18807175305395]
[null,59.933,562.33446459087293,136.5399234121488]
[null,59.934000000000005,562.33446451893678,135.89234734948468]
[null,59.935000000000002,562.33446444702236,135.24534305977235]
[null,59.936,562.33446437512976,134.59891003816873]
[null,59.937000000000005,562.3344643032591,133.95304778027639]
[null,59.938000000000002,562.33446423141027,133.30775578214343]
[null,59.939,562.33446415958326,132.66303354026275]
[null,59.94,562.33446408777809,132.01888055157187]
[null,59.941000000000003,562.33446401599474,131.37529631345254]
[null,59.942,562.33446394423322,130.73228032373021]
[null,59.942999999999998,562.33446387249353,130.0898320806738]
[null,59.944000000000003,562.33446380077544,129.44795108299513]
[null,59.945,562.33446372907929,128.80663682984874]
[null,59.945999999999998,562.33446365740485,128.16588882083133]
[null,59.947000000000003,562.33446358575236,127.5257065559814]
[null,59.948,562.33446351412135,126.88608953577895]
[null,59.948999999999998,562.33446344251229,126.247037261145]
[null,59.95,562.33446337092494,125.60854923344124]
[null,59.951000000000001,562.33446329935953,124.9706249544696]
[null,59.951999999999998,562.33446322781572,124.33326392647191]
[null,59.953000000000003,562.33446315629351,123.6964656521295]
[null,59.954000000000001,562.33446308479324,123.06022963456279]
[null,59.954999999999998,562.33446301331458,122.42455537733092]
[null,59.956000000000003,562.33446294185762,121.78944238443135]
[null,59.957000000000001,562.33446287042239,121.15489016029953]
[null,59.957999999999998,562.33446279900886,120.52089820980839]
[null,59.959000000000003,562.33446272761694,119.88746603826809]
[null,59.96,562.33446265624696,119.25459315142554]
[null,59.960999999999999,562.33446258489835,118.62227905546405]
[null,59.962000000000003,562.33446251357157,117.99052325700296]
[null,59.963000000000001,562.3344624422665,117.35932526309723]
[null,59.963999999999999,562.33446237098303,116.72868458123708]
[null,59.965000000000003,562.33446229972128,116.09860071934752]
[null,59.966000000000001,562.33446222848102,115.46907318578812]
[null,59.966999999999999,562.33446215726258,114.84010148935249]
[null,59.968000000000004,562.33446208606563,114.21168513926796]
[null,59.969000000000001,562.33446201489039,113.5838236451952]
[null,59.97,562.33446194373664,112.95651651722778]
[null,59.971000000000004,562.33446187260461,112.32976326589188]
[null,59.972000000000001,562.33446180149417,111.70356340214583]
[null,59.972999999999999,562.33446173040534,111.07791643737976]
[null,59.974000000000004,562.3344616593381,110.45282188341518]
[null,59.975000000000001,562.33446158829236,109.82827925250473]
[null,59.975999999999999,562.33446151726832,109.20428805733161]
[null,59.977000000000004,562.33446144626578,108.58084781100931]
[null,59.978000000000002,562.33446137528483,107.95795802708125]
[null,59.978999999999999,562.33446130432549,107.33561821952033]
[null,59.980000000000004,562.33446123338763,106.7138279027286]
[null,59.981000000000002,562.33446116247137,106.09258659153687]
[null,59.981999999999999,562.3344610915766,105.47189380120433]
[null,59.983000000000004,562.33446102070343,104.85174904741811]
[null,59.984000000000002,562.33446094985175,104.23215184629306]
[null,59.984999999999999,562.33446087902144,103.6131017143712]
[null,59.986000000000004,562.33446080821284,102.99459816862142]
[null,59.987000000000002,562.33446073742573,102.37664072643915]
[null,59.988,562.33446066666011,101.75922890564588]
[null,59.989000000000004,562.33446059591597,101.14236222448888]
[null,59.99,562.33446052519321,100.5260402016407]
[null,59.991,562.33446045449205,99.91026235619897]
[null,59.992000000000004,562.33446038381226,99.295028207685888]
[null,59.993000000000002,562.33446031315395,98.680337276047894]
[null,59.994,562.33446024251714,98.066189081655267]
[null,59.995000000000005,562.3344601719017,97.452583145301816]
[null,59.996000000000002,562.33446010130785,96.839518988204361]
[null,59.997,562.33446003073527,96.226996132002611]
[null,59.998000000000005,562.33445996018429,95.615014098758536]
[null,59.999000000000002,562.33445988965468,95.00357241095611]
[null,60,562.33445981914645,94.392670591500959]

{"sheet":"Fprime","index":6,"n_rows":60009,"n_cols":5,"rows_kept":4500,"cut":true,"hidden":false,"merged":[],"bounds":{"rows_first":2000,"rows_last":500,"rows_between":2000,"halvings":0}}
[]
[]
[]
[]
[]
[]
[]
[null,"Time (s)","Base case, Frequency rate of change","WhatIf, Frequency rate of change"]
[null,0,-0.32256707214027297,-0.69351920510158682,0]
[null,1E-3,-0.32230212589552248,-0.69229506947743069,1E-3]
[null,2E-3,-0.32216973439120183,-0.69168381217777886,2E-3]
[null,3.0000000000000001E-3,-0.32203739726911768,-0.69107309458367006,3.0000000000000001E-3]
[null,4.0000000000000001E-3,-0.32190511450693138,-0.6904629162185747,4.0000000000000001E-3]
[null,5.0000000000000001E-3,-0.32177288608231375,-0.68985327660638451,5.0000000000000001E-3]
[null,6.0000000000000001E-3,-0.32164071197294458,-0.6892441752714108,6.0000000000000001E-3]
[null,7.0000000000000001E-3,-0.32150859215651295,-0.6886356117383855,7.0000000000000001E-3]
[null,8.0000000000000002E-3,-0.32137652661071692,-0.68802758553246002,8.0000000000000002E-3]
[null,9.0000000000000011E-3,-0.32124451531326387,-0.68742009617920496,9.0000000000000011E-3]
[null,0.01,-0.32111255824187035,-0.68681314320460984,0.01]
[null,1.0999999999999999E-2,-0.32098065537426201,-0.68620672613508249,1.0999999999999999E-2]
[null,1.2E-2,-0.32084880668817362,-0.68560084449744951,1.2E-2]
[null,1.3000000000000001E-2,-0.32071701216134912,-0.68499549781895464,1.3000000000000001E-2]
[null,1.4E-2,-0.32058527177154161,-0.68439068562725947,1.4E-2]
[null,1.4999999999999999E-2,-0.32045358549651332,-0.68378640745044217,1.4999999999999999E-2]
[null,1.6E-2,-0.32032195331403562,-0.68318266281699813,1.6E-2]
[null,1.7000000000000001E-2,-0.32019037520188903,-0.68257945125583863,1.7000000000000001E-2]
[null,1.8000000000000002E-2,-0.32005885113786314,-0.68197677229629128,1.8000000000000002E-2]
[null,1.9E-2,-0.31992738109975666,-0.6813746254680989,1.9E-2]
[null,0.02,-0.3197959650653775,-0.68077301030141957,0.02]
[null,2.1000000000000001E-2,-0.31966460301254268,-0.68017192632682644,2.1000000000000001E-2]
[null,2.1999999999999999E-2,-0.31953329491907817,-0.67957137307530713,2.1999999999999999E-2]
[null,2.3E-2,-0.31940204076281925,-0.67897135007826293,2.3E-2]
[null,2.4E-2,-0.31927084052161031,-0.67837185686750956,2.4E-2]
[null,2.5000000000000001E-2,-0.31913969417330451,-0.67777289297527554,2.5000000000000001E-2]
[null,2.6000000000000002E-2,-0.31900860169576462,-0.67717445793420272,2.6000000000000002E-2]
[null,2.7E-2,-0.31887756306686205,-0.67657655127734528,2.7E-2]
[null,2.8000000000000001E-2,-0.31874657826447761,-0.6759791725381703,2.8000000000000001E-2]
[null,2.9000000000000001E-2,-0.31861564726650093,-0.67538232125055619,2.9000000000000001E-2]
[null,0.03,-0.31848477005083098,-0.67478599694879304,0.03]
[null,3.1E-2,-0.31835394659537569,-0.67419019916758227,3.1E-2]
[null,3.2000000000000001E-2,-0.31822317687805207,-0.67359492744203608,3.2000000000000001E-2]
[null,3.3000000000000002E-2,-0.31809246087678611,-0.67300018130767725,3.3000000000000002E-2]
[null,3.4000000000000002E-2,-0.31796179856951307,-0.67240596030043853,3.4000000000000002E-2]
[null,3.5000000000000003E-2,-0.31783118993417697,-0.67181226395666238,3.5000000000000003E-2]
[null,3.6000000000000004E-2,-0.3177006349487313,-0.67121909181310058,3.6000000000000004E-2]
[null,3.6999999999999998E-2,-0.31757013359113828,-0.67062644340691435,3.6999999999999998E-2]
[null,3.7999999999999999E-2,-0.31743968583936932,-0.67003431827567306,3.7999999999999999E-2]
[null,3.9E-2,-0.31730929167140476,-0.66944271595735461,3.9E-2]
[null,0.04,-0.31717895106523414,-0.66885163599034492,0.04]
[null,4.1000000000000002E-2,-0.31704866399885606,-0.66826107791343736,4.1000000000000002E-2]
[null,4.2000000000000003E-2,-0.31691843045027784,-0.66767104126583265,4.2000000000000003E-2]
[null,4.3000000000000003E-2,-0.31678825039751629,-0.66708152558713818,4.3000000000000003E-2]
[null,4.3999999999999997E-2,-0.31665812381859687,-0.66649253041736778,4.3999999999999997E-2]
[null,4.4999999999999998E-2,-0.31652805069155432,-0.66590405529694174,4.4999999999999998E-2]
[null,4.5999999999999999E-2,-0.31639803099443226,-0.66531609976668604,4.5999999999999999E-2]
[null,4.7E-2,-0.3162680647052834,-0.66472866336783198,4.7E-2]
[null,4.8000000000000001E-2,-0.31613815180216936,-0.66414174564201589,4.8000000000000001E-2]
[null,4.9000000000000002E-2,-0.31600829226316091,-0.66355534613127898,4.9000000000000002E-2]
[null,0.05,-0.31587848606633778,-0.66296946437806659,0.05]
[null,5.1000000000000004E-2,-0.31574873318978863,-0.66238409992522818,5.1000000000000004E-2]
[null,5.2000000000000005E-2,-0.3156190336116112,-0.66179925231601688,5.2000000000000005E-2]
[null,5.2999999999999999E-2,-0.31548938730991227,-0.6612149210940893,5.2999999999999999E-2]
[null,5.3999999999999999E-2,-0.31535979426280747,-0.66063110580350437,5.3999999999999999E-2]
[null,5.5E-2,-0.31523025444842151,-0.66004780598872403,5.5E-2]
[null,5.6000000000000001E-2,-0.31510076784488816,-0.6594650211946127,5.6000000000000001E-2]
[null,5.7000000000000002E-2,-0.31497133443034997,-0.65888275096643589,5.7000000000000002E-2]
[null,5.8000000000000003E-2,-0.31484195418295863,-0.65830099484986127,5.8000000000000003E-2]
[null,5.9000000000000004E-2,-0.31471262708087477,-0.65771975239095748,5.9000000000000004E-2]
[null,0.06,-0.31458335310226798,-0.65713902313619388,0.06]
[null,6.0999999999999999E-2,-0.31445413222531682,-0.65655880663244037,6.0999999999999999E-2]
[null,6.2E-2,-0.31432496442820884,-0.65597910242696655,6.2E-2]
[null,6.3E-2,-0.31419584968914049,-0.65539991006744247,6.3E-2]
[null,6.4000000000000001E-2,-0.31406678798631721,-0.65482122910193707,6.4000000000000001E-2]
[null,6.5000000000000002E-2,-0.31393777929795336,-0.65424305907891822,6.5000000000000002E-2]
[null,6.6000000000000003E-2,-0.3138088236022723,-0.653665399547253,6.6000000000000003E-2]
[null,6.7000000000000004E-2,-0.31367992087750635,-0.65308825005620619,6.7000000000000004E-2]
[null,6.8000000000000005E-2,-0.31355107110189673,-0.6525116101554409,6.8000000000000005E-2]
[null,6.9000000000000006E-2,-0.31342227425369346,-0.65193547939501806,6.9000000000000006E-2]
[null,7.0000000000000007E-2,-0.31329353031115587,-0.65135985732539536,7.0000000000000007E-2]
[null,7.1000000000000008E-2,-0.3131648392525519,-0.65078474349742765,7.1000000000000008E-2]
[null,7.2000000000000008E-2,-0.31303620105615843,-0.65021013746236644,7.2000000000000008E-2]
[null,7.2999999999999995E-2,-0.31290761570026143,-0.64963603877185938,7.2999999999999995E-2]
[null,7.3999999999999996E-2,-0.31277908316315561,-0.64906244697795001,7.3999999999999996E-2]
[null,7.4999999999999997E-2,-0.31265060342314477,-0.64848936163307724,7.4999999999999997E-2]
[null,7.5999999999999998E-2,-0.31252217645854147,-0.64791678229007554,7.5999999999999998E-2]
[null,7.6999999999999999E-2,-0.31239380224766733,-0.64734470850217363,7.6999999999999999E-2]
[null,7.8E-2,-0.31226548076885269,-0.64677313982299522,7.8E-2]
[null,7.9000000000000001E-2,-0.31213721200043693,-0.64620207580655786,7.9000000000000001E-2]
[null,0.08,-0.31200899592076836,-0.64563151600727309,0.08]
[null,8.1000000000000003E-2,-0.31188083250820398,-0.64506145997994557,8.1000000000000003E-2]
[null,8.2000000000000003E-2,-0.31175272174110985,-0.64449190727977335,8.2000000000000003E-2]
[null,8.3000000000000004E-2,-0.3116246635978609,-0.64392285746234701,8.3000000000000004E-2]
[null,8.4000000000000005E-2,-0.31149665805684101,-0.64335431008364963,8.4000000000000005E-2]
[null,8.5000000000000006E-2,-0.31136870509644266,-0.64278626470005618,8.5000000000000006E-2]
[null,8.6000000000000007E-2,-0.3112408046950676,-0.64221872086833365,8.6000000000000007E-2]
[null,8.7000000000000008E-2,-0.31111295683112611,-0.64165167814564017,8.7000000000000008E-2]
[null,8.7999999999999995E-2,-0.31098516148303751,-0.64108513608952467,8.7999999999999995E-2]
[null,8.8999999999999996E-2,-0.31085741862922994,-0.64051909425792697,8.8999999999999996E-2]
[null,0.09,-0.31072972824814044,-0.63995355220917738,0.09]
[null,9.0999999999999998E-2,-0.3106020903182149,-0.63938850950199577,9.0999999999999998E-2]
[null,9.1999999999999998E-2,-0.310474504817908,-0.63882396569549205,9.1999999999999998E-2]
[null,9.2999999999999999E-2,-0.31034697172568326,-0.63825992034916501,9.2999999999999999E-2]
[null,9.4E-2,-0.31021949102001323,-0.63769637302290261,9.4E-2]
[null,9.5000000000000001E-2,-0.31009206267937911,-0.63713332327698147,9.5000000000000001E-2]
[null,9.6000000000000002E-2,-0.30996468668227095,-0.63657077067206624,9.6000000000000002E-2]
[null,9.7000000000000003E-2,-0.30983736300718778,-0.63600871476920973,9.7000000000000003E-2]
[null,9.8000000000000004E-2,-0.3097100916326373,-0.63544715512985195,9.8000000000000004E-2]
[null,9.9000000000000005E-2,-0.30958287253713618,-0.63488609131582063,9.9000000000000005E-2]
[null,0.1,-0.30945570569920977,-0.63432552288932986,0.1]
[null,0.10100000000000001,-0.3093285910973923,-0.63376544941298085,0.10100000000000001]
[null,0.10200000000000001,-0.30920152871022688,-0.63320587044976029,0.10200000000000001]
[null,0.10300000000000001,-0.30907451851626544,-0.63264678556304155,0.10300000000000001]
[null,0.10400000000000001,-0.30894756049406857,-0.6320881943165827,0.10400000000000001]
[null,0.105,-0.30882065462220576,-0.63153009627452761,0.105]
[null,0.106,-0.30869380087925535,-0.63097249100140473,0.106]
[null,0.107,-0.30856699924380443,-0.63041537806212689,0.107]
[null,0.108,-0.30844024969444894,-0.62985875702199134,0.108]
[null,0.109,-0.3083135522097934,-0.62930262744667897,0.109]
[null,0.11,-0.3081869067684514,-0.62874698890225422,0.11]
[null,0.111,-0.30806031334904521,-0.62819184095516478,0.111]
[null,0.112,-0.30793377193020588,-0.62763718317224071,0.112]
[null,0.113,-0.30780728249057315,-0.62708301512069509,0.113]
[null,0.114,-0.30768084500879556,-0.6265293363681228,0.114]
[null,0.115,-0.30755445946353061,-0.62597614648250066,0.115]
[null,0.11600000000000001,-0.30742812583344437,-0.62542344503218672,0.11600000000000001]
[null,0.11700000000000001,-0.30730184409721173,-0.62487123158592039,0.11700000000000001]
[null,0.11800000000000001,-0.3071756142335163,-0.62431950571282169,0.11800000000000001]
[null,0.11900000000000001,-0.30704943622105052,-0.6237682669823913,0.11900000000000001]
[null,0.12,-0.30692331003851553,-0.62321751496450972,0.12]
[null,0.121,-0.3067972356646213,-0.62266724922943739,0.121]
[null,0.122,-0.30667121307808642,-0.6221174693478142,0.122]
[null,0.123,-0.30654524225763824,-0.62156817489065908,0.123]
[null,0.124,-0.30641932318201293,-0.62101936542936975,0.124]
[null,0.125,-0.30629345582995543,-0.62047104053572233,0.125]
[null,0.126,-0.30616764018021925,-0.61992319978187105,0.126]
[null,0.127,-0.30604187621156675,-0.61937584274034796,0.127]
[null,0.128,-0.30591616390276899,-0.61882896898406248,0.128]
[null,0.129,-0.3057905032326057,-0.61828257808630116,0.129]
[null,0.13,-0.30566489417986542,-0.61773666962072726,0.13]
[null,0.13100000000000001,-0.30553933672334527,-0.61719124316138052,0.13100000000000001]
[null,0.13200000000000001,-0.3054138308418512,-0.6166462982826767,0.13200000000000001]
[null,0.13300000000000001,-0.30528837651419777,-0.61610183455940759,0.13300000000000001]
[null,0.13400000000000001,-0.30516297371920842,-0.61555785156674003,0.13400000000000001]
[null,0.13500000000000001,-0.30503762243571503,-0.61501434888021622,0.13500000000000001]
[null,0.13600000000000001,-0.30491232264255835,-0.61447132607575305,0.13600000000000001]
[null,0.13700000000000001,-0.30478707431858781,-0.61392878272964191,0.13700000000000001]
[null,0.13800000000000001,-0.30466187744266154,-0.61338671841854819,0.13800000000000001]
[null,0.13900000000000001,-0.30453673199364623,-0.61284513271951113,0.13900000000000001]
[null,0.14000000000000001,-0.30441163795041737,-0.61230402520994354,0.14000000000000001]
[null,0.14100000000000001,-0.30428659529185909,-0.61176339546763103,0.14100000000000001]
[null,0.14200000000000002,-0.30416160399686415,-0.61122324307073239,0.14200000000000002]
[null,0.14300000000000002,-0.30403666404433416,-0.61068356759777853,0.14300000000000002]
[null,0.14400000000000002,-0.3039117754131791,-0.61014436862767274,0.14400000000000002]
[null,0.14499999999999999,-0.30378693808231783,-0.60960564573969001,0.14499999999999999]
[null,0.14599999999999999,-0.30366215203067781,-0.60906739851347669,0.14599999999999999]
[null,0.14699999999999999,-0.30353741723719518,-0.60852962652905052,0.14699999999999999]
[null,0.14799999999999999,-0.30341273368081473,-0.60799232936679992,0.14799999999999999]
[null,0.14899999999999999,-0.30328810134048989,-0.60745550660748382,0.14899999999999999]
[null,0.15,-0.30316352019518267,-0.60691915783223138,0.15]
[null,0.151,-0.30303899022386382,-0.60638328262254149,0.151]
[null,0.152,-0.30291451140551262,-0.60584788056028271,0.152]
[null,0.153,-0.30279008371911714,-0.60531295122769246,0.153]
[null,0.154,-0.30266570714367391,-0.60477849420737739,0.154]
[null,0.155,-0.30254138165818828,-0.60424450908231242,0.155]
[null,0.156,-0.30241710724167403,-0.60371099543584106,0.156]
[null,0.157,-0.30229288387315367,-0.60317795285167419,0.157]
[null,0.158,-0.30216871153165825,-0.60264538091389053,0.158]
[null,0.159,-0.30204459019622754,-0.60211327920693614,0.159]
[null,0.16,-0.30192051984590984,-0.60158164731562369,0.16]
[null,0.161,-0.3017965004597622,-0.60105048482513279,0.161]
[null,0.16200000000000001,-0.3016725320168499,-0.60051979132100897,0.16200000000000001]
[null,0.16300000000000001,-0.30154861449624731,-0.5999895663891639,0.16300000000000001]
[null,0.16400000000000001,-0.30142474787703705,-0.59945980961587475,0.16400000000000001]
[null,0.16500000000000001,-0.30130093213831044,-0.59893052058778418,0.16500000000000001]
[null,0.16600000000000001,-0.30117716725916738,-0.59840169889189965,0.16600000000000001]
[null,0.16700000000000001,-0.30105345321871646,-0.59787334411559323,0.16700000000000001]
[null,0.16800000000000001,-0.30092978999607461,-0.5973454558466017,0.16800000000000001]
[null,0.16900000000000001,-0.30080617757036759,-0.59681803367302522,0.16900000000000001]
[null,0.17,-0.30068261592072959,-0.59629107718332797,0.17]
[null,0.17100000000000001,-0.30055910502630345,-0.59576458596633763,0.17100000000000001]
[null,0.17200000000000001,-0.30043564486624047,-0.59523855961124483,0.17200000000000001]
[null,0.17300000000000001,-0.30031223541970065,-0.59471299770760266,0.17300000000000001]
[null,0.17400000000000002,-0.30018887666585237,-0.59418789984532694,0.17400000000000002]
[null,0.17500000000000002,-0.30006556858387284,-0.59366326561469551,0.17500000000000002]
[null,0.17599999999999999,-0.29994231115294751,-0.59313909460634784,0.17599999999999999]
[null,0.17699999999999999,-0.29981910435227066,-0.59261538641128486,0.17699999999999999]
[null,0.17799999999999999,-0.29969594816104489,-0.59209214062086879,0.17799999999999999]
[null,0.17899999999999999,-0.29957284255848143,-0.59156935682682232,0.17899999999999999]
[null,0.18,-0.29944978752380014,-0.59104703462122921,0.18]
[null,0.18099999999999999,-0.29932678303622928,-0.59052517359653278,0.18099999999999999]
[null,0.182,-0.29920382907500581,-0.59000377334553644,0.182]
[null,0.183,-0.29908092561937488,-0.58948283346140329,0.183]
[null,0.184,-0.29895807264859064,-0.58896235353765525,0.184]
[null,0.185,-0.2988352701419153,-0.58844233316817351,0.185]
[null,0.186,-0.29871251807861998,-0.58792277194719778,0.186]
[null,0.187,-0.29858981643798405,-0.58740366946932576,0.187]
[null,0.188,-0.29846716519929545,-0.58688502532951348,0.188]
[null,0.189,-0.29834456434185069,-0.58636683912307452,0.189]
[null,0.19,-0.29822201384495484,-0.58584911044567922,0.19]
[null,0.191,-0.2980995136879212,-0.58533183889335583,0.191]
[null,0.192,-0.29797706385007189,-0.58481502406248864,0.192]
[null,0.193,-0.29785466431073737,-0.58429866554981835,0.193]
[null,0.19400000000000001,-0.29773231504925651,-0.58378276295244225,0.19400000000000001]
[null,0.19500000000000001,-0.29761001604497689,-0.58326731586781266,0.19500000000000001]
[null,0.19600000000000001,-0.29748776727725434,-0.58275232389373766,0.19600000000000001]
[null,0.19700000000000001,-0.29736556872545333,-0.58223778662838055,0.19700000000000001]
[null,0.19800000000000001,-0.29724342036894674,-0.58172370367025927,0.19800000000000001]
[null,0.19900000000000001,-0.2971213221871159,-0.58121007461824625,0.19900000000000001]
[null,0.2,-0.29699927415935068,-0.5806968990715683,0.2]
[null,0.20100000000000001,-0.29687727626504934,-0.5801841766298057,0.20100000000000001]
[null,0.20200000000000001,-0.29675532848361869,-0.57967190689289261,0.20200000000000001]
[null,0.20300000000000001,-0.29663343079447391,-0.57916008946111619,0.20300000000000001]
[null,0.20400000000000001,-0.29651158317703868,-0.57864872393511679,0.20400000000000001]
[null,0.20500000000000002,-0.29638978561074514,-0.57813780991588726,0.20500000000000002]
[null,0.20600000000000002,-0.29626803807503388,-0.57762734700477247,0.20600000000000002]
[null,0.20700000000000002,-0.29614634054935396,-0.57711733480346983,0.20700000000000002]
[null,0.20800000000000002,-0.29602469301316275,-0.57660777291402787,0.20800000000000002]
[null,0.20899999999999999,-0.29590309544592619,-0.57609866093884698,0.20899999999999999]
[null,0.21,-0.29578154782711857,-0.57558999848067827,0.21]
[null,0.21099999999999999,-0.29566005013622282,-0.57508178514262354,0.21099999999999999]
[null,0.21199999999999999,-0.29553860235272994,-0.57457402052813544,0.21199999999999999]
[null,0.21299999999999999,-0.29541720445613961,-0.57406670424101636,0.21299999999999999]
[null,0.214,-0.29529585642595996,-0.5735598358854187,0.214]
[null,0.215,-0.29517455824170735,-0.5730534150658444,0.215]
[null,0.216,-0.29505330988290668,-0.57254744138714431,0.216]
[null,0.217,-0.29493211132909125,-0.57204191445451846,0.217]
[null,0.218,-0.29481096255980271,-0.57153683387351562,0.218]
[null,0.219,-0.2946898635545912,-0.57103219925003235,0.219]
[null,0.22,-0.29456881429301518,-0.57052801019031341,0.22]
[null,0.221,-0.29444781475464149,-0.57002426630095149,0.221]
[null,0.222,-0.29432686491904558,-0.56952096718888623,0.222]
[null,0.223,-0.29420596476581096,-0.56901811246140455,0.223]
[null,0.224,-0.29408511427452977,-0.56851570172614008,0.224]
[null,0.22500000000000001,-0.29396431342480239,-0.56801373459107274,0.22500000000000001]
[null,0.22600000000000001,-0.29384356219623775,-0.56751221066452895,0.22600000000000001]
[null,0.22700000000000001,-0.29372286056845293,-0.5670111295551804,0.22700000000000001]
[null,0.22800000000000001,-0.29360220852107355,-0.56651049087204475,0.22800000000000001]
[null,0.22900000000000001,-0.29348160603373358,-0.56601029422448479,0.22900000000000001]
[null,0.23,-0.29336105308607524,-0.56551053922220829,0.23]
[null,0.23100000000000001,-0.29324054965774932,-0.56501122547526716,0.23100000000000001]
[null,0.23200000000000001,-0.29312009572841474,-0.56451235259405808,0.23200000000000001]
[null,0.23300000000000001,-0.29299969127773889,-0.56401392018932173,0.23300000000000001]
[null,0.23400000000000001,-0.29287933628539764,-0.56351592787214244,0.23400000000000001]
[null,0.23500000000000001,-0.2927590307310749,-0.56301837525394738,0.23500000000000001]
[null,0.23600000000000002,-0.29263877459446319,-0.56252126194650787,0.23600000000000002]
[null,0.23700000000000002,-0.2925185678552632,-0.56202458756193696,0.23700000000000002]
[null,0.23800000000000002,-0.29239841049318416,-0.56152835171269078,0.23800000000000002]
[null,0.23900000000000002,-0.29227830248794345,-0.5610325540115676,0.23900000000000002]
[null,0.24,-0.29215824381926686,-0.56053719407170732,0.24]
[null,0.24099999999999999,-0.29203823446688842,-0.56004227150659169,0.24099999999999999]
[null,0.24199999999999999,-0.29191827441055068,-0.55954778593004362,0.24199999999999999]
[null,0.24299999999999999,-0.29179836363000422,-0.55905373695622673,0.24299999999999999]
[null,0.24399999999999999,-0.29167850210500829,-0.55856012419964574,0.24399999999999999]
[null,0.245,-0.29155868981533012,-0.55806694727514572,0.245]
[null,0.246,-0.29143892674074556,-0.55757420579791139,0.246]
[null,0.247,-0.2913192128610384,-0.55708189938346764,0.247]
[null,0.248,-0.29119954815600113,-0.55659002764767851,0.248]
[null,0.249,-0.2910799326054343,-0.55609859020674768,0.249]
[null,0.25,-0.29096036618914678,-0.55560758667721721,0.25]
[null,0.251,-0.29084084888695577,-0.55511701667596802,0.251]
[null,0.252,-0.29072138067868669,-0.55462687982021908,0.252]
[null,0.253,-0.29060196154417345,-0.55413717572752763,0.253]
[null,0.254,-0.290482591463258,-0.55364790401578823,0.254]
[null,0.255,-0.2903632704157908,-0.55315906430323325,0.255]
[null,0.25600000000000001,-0.29024399838163029,-0.55267065620843181,0.25600000000000001]
[null,0.25700000000000001,-0.29012477534064346,-0.55218267935028986,0.25700000000000001]
[null,0.25800000000000001,-0.29000560127270547,-0.55169513334804987,0.25800000000000001]
[null,0.25900000000000001,-0.28988647615769975,-0.55120801782129047,0.25900000000000001]
[null,0.26,-0.28976739997551793,-0.55072133238992638,0.26]
[null,0.26100000000000001,-0.28964837270605992,-0.55023507667420757,0.26100000000000001]
[null,0.26200000000000001,-0.28952939432923408,-0.54974925029471966,0.26200000000000001]
[null,0.26300000000000001,-0.28941046482495669,-0.54926385287238289,0.26300000000000001]
[null,0.26400000000000001,-0.28929158417315259,-0.54877888402845265,0.26400000000000001]
[null,0.26500000000000001,-0.28917275235375467,-0.54829434338451821,0.26500000000000001]
[null,0.26600000000000001,-0.28905396934670413,-0.54781023056250355,0.26600000000000001]
[null,0.26700000000000002,-0.28893523513195041,-0.54732654518466595,0.26700000000000002]
[null,0.26800000000000002,-0.28881654968945114,-0.54684328687359651,0.26800000000000002]
[null,0.26900000000000002,-0.2886979129991723,-0.54636045525221955,0.26900000000000002]
[null,0.27,-0.28857932504108796,-0.54587804994379219,0.27]
[null,0.27100000000000002,-0.28846078579518053,-0.5453960705719042,0.27100000000000002]
[null,0.27200000000000002,-0.28834229524144056,-0.54491451676047786,0.27200000000000002]
[null,0.27300000000000002,-0.28822385335986678,-0.54443338813376752,0.27300000000000002]
[null,0.27400000000000002,-0.28810546013046634,-0.5439526843163589,0.27400000000000002]
[null,0.27500000000000002,-0.28798711553325435,-0.54347240493316962,0.27500000000000002]
[null,0.27600000000000002,-0.28786881954825438,-0.54299254960944832,0.27600000000000002]
[null,0.27700000000000002,-0.28775057215549793,-0.54251311797077462,0.27700000000000002]
[null,0.27800000000000002,-0.28763237333502495,-0.54203410964305843,0.27800000000000002]
[null,0.27900000000000003,-0.2875142230668834,-0.54155552425254039,0.27900000000000003]
[null,0.28000000000000003,-0.28739612133112957,-0.54107736142579077,0.28000000000000003]
[null,0.28100000000000003,-0.28727806810782797,-0.5405996207897098,0.28100000000000003]
[null,0.28200000000000003,-0.28716006337705108,-0.540122301971527,0.28200000000000003]
[null,0.28300000000000003,-0.28704210711887973,-0.53964540459880117,0.28300000000000003]
[null,0.28400000000000003,-0.28692419931340296,-0.53916892829941987,0.28400000000000003]
[null,0.28500000000000003,-0.28680633994071797,-0.53869287270159905,0.28500000000000003]
[null,0.28600000000000003,-0.28668852898093,-0.53821723743388317,0.28600000000000003]
[null,0.28700000000000003,-0.28657076641415263,-0.53774202212514455,0.28700000000000003]
[null,0.28800000000000003,-0.28645305222050754,-0.53726722640458335,0.28800000000000003]
[null,0.28899999999999998,-0.28633538638012457,-0.53679284990172693,0.28899999999999998]
[null,0.28999999999999998,-0.28621776887314176,-0.53631889224642959,0.28999999999999998]
[null,0.29099999999999998,-0.28610019967970529,-0.53584535306887304,0.29099999999999998]
[null,0.29199999999999998,-0.28598267877996941,-0.53537223199956507,0.29199999999999998]
[null,0.29299999999999998,-0.28586520615409661,-0.53489952866933965,0.29299999999999998]
[null,0.29399999999999998,-0.28574778178225757,-0.53442724270935682,0.29399999999999998]
[null,0.29499999999999998,-0.28563040564463105,-0.53395537375110247,0.29499999999999998]
[null,0.29599999999999999,-0.28551307772140389,-0.53348392142638779,0.29599999999999999]
[null,0.29699999999999999,-0.28539579799277126,-0.53301288536734881,0.29699999999999999]
[null,0.29799999999999999,-0.28527856643893629,-0.53254226520644665,0.29799999999999999]
[null,0.29899999999999999,-0.28516138304011029,-0.53207206057646661,0.29899999999999999]
[null,0.3,-0.28504424777651266,-0.53160227111051883,0.3]
[null,0.30099999999999999,-0.28492716062837109,-0.53113289644203676,0.30099999999999999]
[null,0.30199999999999999,-0.28481012157592123,-0.53066393620477759,0.30199999999999999]
[null,0.30299999999999999,-0.28469313059940682,-0.53019539003282246,0.30299999999999999]
[null,0.30399999999999999,-0.28457618767907988,-0.5297272575605747,0.30399999999999999]
[null,0.30499999999999999,-0.28445929279520044,-0.5292595384227613,0.30499999999999999]
[null,0.30599999999999999,-0.28434244592803654,-0.52879223225443128,0.30599999999999999]
[null,0.307,-0.28422564705786457,-0.52832533869095599,0.307]
[null,0.308,-0.28410889616496882,-0.52785885736802873,0.308]
[null,0.309,-0.28399219322964175,-0.52739278792166433,0.309]
[null,0.31,-0.28387553823218398,-0.52692712998819946,0.31]
[null,0.311,-0.28375893115290401,-0.52646188320429133,0.311]
[null,0.312,-0.28364237197211872,-0.52599704720691798,0.312]
[null,0.313,-0.28352586067015284,-0.52553262163337877,0.313]
[null,0.314,-0.28340939722733927,-0.52506860612129214,0.314]
[null,0.315,-0.283292981624019,-0.52460500030859747,0.315]
[null,0.316,-0.28317661384054105,-0.52414180383355313,0.316]
[null,0.317,-0.28306029385726267,-0.52367901633473735,0.317]
[null,0.318,-0.28294402165454885,-0.5232166374510473,0.318]
[null,0.31900000000000001,-0.28282779721277301,-0.52275466682169891,0.31900000000000001]
[null,0.32,-0.28271162051231641,-0.52229310408622687,0.32]
[null,0.32100000000000001,-0.28259549153356839,-0.52183194888448392,0.32100000000000001]
[null,0.32200000000000001,-0.28247941025692647,-0.5213712008566409,0.32200000000000001]
[null,0.32300000000000001,-0.2823633766627961,-0.52091085964318629,0.32300000000000001]
[null,0.32400000000000001,-0.28224739073159077,-0.52045092488492617,0.32400000000000001]
[null,0.32500000000000001,-0.28213145244373211,-0.51999139622298352,0.32500000000000001]
[null,0.32600000000000001,-0.28201556177964981,-0.51953227329879847,0.32600000000000001]
[null,0.32700000000000001,-0.28189971871978131,-0.51907355575412728,0.32700000000000001]
[null,0.32800000000000001,-0.28178392324457258,-0.51861524323104313,0.32800000000000001]
[null,0.32900000000000001,-0.28166817533447713,-0.51815733537193465,0.32900000000000001]
[null,0.33,-0.28155247496995683,-0.51769983181950685,0.33]
[null,0.33100000000000002,-0.28143682213148141,-0.51724273221677952,0.33100000000000002]
[null,0.33200000000000002,-0.28132121679952876,-0.51678603620708807,0.33200000000000002]
[null,0.33300000000000002,-0.2812056589545846,-0.51632974343408289,0.33300000000000002]
[null,0.33400000000000002,-0.28109014857714282,-0.51587385354172854,0.33400000000000002]
[null,0.33500000000000002,-0.28097468564770534,-0.51541836617430459,0.33500000000000002]
[null,0.33600000000000002,-0.28085927014678191,-0.51496328097640409,0.33600000000000002]
[null,0.33700000000000002,-0.28074390205489047,-0.51450859759293432,0.33700000000000002]
[null,0.33800000000000002,-0.28062858135255681,-0.51405431566911575,0.33800000000000002]
[null,0.33900000000000002,-0.28051330802031488,-0.51360043485048235,0.33900000000000002]
[null,0.34,-0.28039808203870653,-0.51314695478288097,0.34]
[null,0.34100000000000003,-0.28028290338828166,-0.51269387511247122,0.34100000000000003]
[null,0.34200000000000003,-0.28016777204959803,-0.51224119548572511,0.34200000000000003]
[null,0.34300000000000003,-0.28005268800322153,-0.51178891554942652,0.34300000000000003]
[null,0.34400000000000003,-0.27993765122972591,-0.51133703495067162,0.34400000000000003]
[null,0.34500000000000003,-0.27982266170969305,-0.51088555333686814,0.34500000000000003]
[null,0.34600000000000003,-0.27970771942371281,-0.51043447035573475,0.34600000000000003]
[null,0.34700000000000003,-0.2795928243523827,-0.50998378565530145,0.34700000000000003]
[null,0.34800000000000003,-0.27947797647630856,-0.50953349888390909,0.34800000000000003]
[null,0.34900000000000003,-0.27936317577610414,-0.50908360969020872,0.34900000000000003]
[null,0.35000000000000003,-0.27924842223239105,-0.50863411772316192,0.35000000000000003]
[null,0.35100000000000003,-0.27913371582579882,-0.50818502263203991,0.35100000000000003]
[null,0.35199999999999998,-0.27901905653696502,-0.50773632406642388,0.35199999999999998]
[null,0.35299999999999998,-0.27890444434653527,-0.50728802167620424,0.35299999999999998]
[null,0.35399999999999998,-0.27878987923516296,-0.50684011511158067,0.35399999999999998]
[null,0.35499999999999998,-0.27867536118350955,-0.50639260402306141,0.35499999999999998]
[null,0.35599999999999998,-0.27856089017224434,-0.50594548806146356,0.35599999999999998]
[null,0.35699999999999998,-0.27844646618204472,-0.50549876687791262,0.35699999999999998]
[null,0.35799999999999998,-0.27833208919359581,-0.50505244012384187,0.35799999999999998]
[null,0.35899999999999999,-0.27821775918759084,-0.50460650745099223,0.35899999999999999]
[null,0.36,-0.27810347614473091,-0.50416096851141246,0.36]
[null,0.36099999999999999,-0.27798924004572506,-0.50371582295745843,0.36099999999999999]
[null,0.36199999999999999,-0.27787505087129027,-0.50327107044179309,0.36199999999999999]
[null,0.36299999999999999,-0.2777609086021513,-0.50282671061738549,0.36299999999999999]
[null,0.36399999999999999,-0.277646813219041,-0.50238274313751208,0.36399999999999999]
[null,0.36499999999999999,-0.27753276470270011,-0.5019391676557543,0.36499999999999999]
[null,0.36599999999999999,-0.27741876303387725,-0.50149598382600047,0.36599999999999999]
[null,0.36699999999999999,-0.27730480819332881,-0.50105319130244386,0.36699999999999999]
[null,0.36799999999999999,-0.27719090016181941,-0.50061078973958328,0.36799999999999999]
[null,0.36899999999999999,-0.27707703892012131,-0.50016877879222277,0.36899999999999999]
[null,0.37,-0.27696322444901461,-0.49972715811547064,0.37]
[null,0.371,-0.27684945672928762,-0.49928592736474048,0.371]
[null,0.372,-0.27673573574173627,-0.49884508619574947,0.372]
[null,0.373,-0.2766220614671645,-0.49840463426451903,0.373]
[null,0.374,-0.27650843388638402,-0.49796457122737448,0.374]
[null,0.375,-0.27639485298021454,-0.49752489674094424,0.375]
[null,0.376,-0.27628131872948358,-0.49708561046215993,0.376]
[null,0.377,-0.27616783111502663,-0.49664671204825633,0.377]
[null,0.378,-0.27605439011768695,-0.49620820115677083,0.378]
[null,0.379,-0.27594099571831571,-0.49577007744554302,0.379]
[null,0.38,-0.27582764789777192,-0.49533234057271475,0.38]
[null,0.38100000000000001,-0.27571434663692251,-0.49489499019672945,0.38100000000000001]
[null,0.38200000000000001,-0.27560109191664223,-0.49445802597633248,0.38200000000000001]
[null,0.38300000000000001,-0.27548788371781363,-0.49402144757057032,0.38300000000000001]
[null,0.38400000000000001,-0.27537472202132729,-0.49358525463879044,0.38400000000000001]
[null,0.38500000000000001,-0.27526160680808137,-0.49314944684064121,0.38500000000000001]
[null,0.38600000000000001,-0.2751485380589821,-0.4927140238360716,0.38600000000000001]
[null,0.38700000000000001,-0.2750355157549435,-0.49227898528533054,0.38700000000000001]
[null,0.38800000000000001,-0.27492253987688736,-0.49184433084896723,0.38800000000000001]
[null,0.38900000000000001,-0.27480961040574342,-0.49141006018783034,0.38900000000000001]
[null,0.39,-0.27469672732244915,-0.490976172963068,0.39]
[null,0.39100000000000001,-0.27458389060794991,-0.4905426688361279,0.39100000000000001]
[null,0.39200000000000002,-0.27447110024319887,-0.49010954746875618,0.39200000000000002]
[null,0.39300000000000002,-0.27435835620915694,-0.48967680852299794,0.39300000000000002]
[null,0.39400000000000002,-0.27424565848679305,-0.48924445166119646,0.39400000000000002]
[null,0.39500000000000002,-0.27413300705708377,-0.48881247654599325,0.39500000000000002]
[null,0.39600000000000002,-0.27402040190101357,-0.48838088284032793,0.39600000000000002]
[null,0.39700000000000002,-0.27390784299957466,-0.48794967020743729,0.39700000000000002]
[null,0.39800000000000002,-0.27379533033376713,-0.48751883831085574,0.39800000000000002]
[null,0.39900000000000002,-0.27368286388459889,-0.48708838681441474,0.39900000000000002]
[null,0.4,-0.27357044363308552,-0.48665831538224252,0.4]
[null,0.40100000000000002,-0.27345806956025059,-0.48622862367876379,0.40100000000000002]
[null,0.40200000000000002,-0.27334574164712522,-0.4857993113686998,0.40200000000000002]
[null,0.40300000000000002,-0.27323345987474862,-0.48537037811706751,0.40300000000000002]
[null,0.40400000000000003,-0.27312122422416751,-0.48494182358917992,0.40400000000000003]
[null,0.40500000000000003,-0.27300903467643661,-0.48451364745064535,0.40500000000000003]
[null,0.40600000000000003,-0.27289689121261829,-0.48408584936736748,0.40600000000000003]
[null,0.40700000000000003,-0.27278479381378268,-0.48365842900554501,0.40700000000000003]
[null,0.40800000000000003,-0.27267274246100787,-0.48323138603167126,0.40800000000000003]
[null,0.40900000000000003,-0.27256073713537948,-0.48280472011253417,0.40900000000000003]
[null,0.41000000000000003,-0.27244877781799109,-0.48237843091521565,0.41000000000000003]
[null,0.41100000000000003,-0.27233686448994388,-0.48195251810709155,0.41100000000000003]
[null,0.41200000000000003,-0.27222499713234699,-0.48152698135583194,0.41200000000000003]
[null,0.41300000000000003,-0.27211317572631721,-0.48110182032939963,0.41300000000000003]
[null,0.41400000000000003,-0.27200140025297903,-0.480677034696051,0.41400000000000003]
[null,0.41500000000000004,-0.27188967069346476,-0.48025262412433511,0.41500000000000004]
[null,0.41600000000000004,-0.27177798702891454,-0.47982858828309399,0.41600000000000004]
[null,0.41699999999999998,-0.27166634924047611,-0.4794049268414618,0.41699999999999998]
[null,0.41799999999999998,-0.27155475730930489,-0.47898163946886496,0.41799999999999998]
[null,0.41899999999999998,-0.27144321121656445,-0.47855872583502163,0.41899999999999998]
[null,0.42,-0.27133171094342556,-0.47813618560994164,0.42]
[null,0.42099999999999999,-0.27122025647106718,-0.47771401846392636,0.42099999999999999]
[null,0.42199999999999999,-0.27110884778067557,-0.4772922240675681,0.42199999999999999]
[null,0.42299999999999999,-0.27099748485344516,-0.47687080209174998,0.42299999999999999]
[null,0.42399999999999999,-0.27088616767057777,-0.47644975220764574,0.42399999999999999]
[null,0.42499999999999999,-0.27077489621328316,-0.47602907408671963,0.42499999999999999]
[null,0.42599999999999999,-0.27066367046277856,-0.47560876740072566,0.42599999999999999]
[null,0.42699999999999999,-0.27055249040028923,-0.47518883182170801,0.42699999999999999]
[null,0.42799999999999999,-0.27044135600704794,-0.47476926702200006,0.42799999999999999]
[null,0.42899999999999999,-0.2703302672642951,-0.47435007267422502,0.42899999999999999]
[null,0.43,-0.27021922415327904,-0.47393124845129458,0.43]
[null,0.43099999999999999,-0.27010822665525575,-0.47351279402640944,0.43099999999999999]
[null,0.432,-0.26999727475148871,-0.47309470907305912,0.432]
[null,0.433,-0.26988636842324931,-0.47267699326502105,0.433]
[null,0.434,-0.26977550765181657,-0.47225964627636086,0.434]
[null,0.435,-0.26966469241847718,-0.47184266778143197,0.435]
[null,0.436,-0.26955392270452561,-0.47142605745487526,0.436]
[null,0.437,-0.2694431984912638,-0.47100981497161898,0.437]
[null,0.438,-0.26933251976000167,-0.47059394000687838,0.438]
[null,0.439,-0.26922188649205647,-0.47017843223615524,0.439]
[null,0.44,-0.26911129866875344,-0.46976329133523848,0.44]
[null,0.441,-0.26900075627142533,-0.46934851698020241,0.441]
[null,0.442,-0.26889025928141258,-0.46893410884740799,0.442]
[null,0.443,-0.26877980768006338,-0.46852006661350182,0.443]
[null,0.44400000000000001,-0.2686694014487333,-0.46810638995541587,0.44400000000000001]
[null,0.44500000000000001,-0.26855904056878599,-0.46769307855036729,0.44500000000000001]
[null,0.44600000000000001,-0.26844872502159245,-0.46728013207585845,0.44600000000000001]
[null,0.44700000000000001,-0.26833845478853136,-0.46686755020967641,0.44700000000000001]
[null,0.44800000000000001,-0.26822822985098926,-0.46645533262989269,0.44800000000000001]
[null,0.44900000000000001,-0.26811805019036006,-0.46604347901486293,0.44900000000000001]
[null,0.45,-0.2680079157880455,-0.465631989043227,0.45]
[null,0.45100000000000001,-0.26789782662545492,-0.46522086239390842,0.45100000000000001]
[null,0.45200000000000001,-0.26778778268400516,-0.46481009874611406,0.45200000000000001]
[null,0.45300000000000001,-0.26767778394512087,-0.46439969777933426,0.45300000000000001]
[null,0.45400000000000001,-0.26756783039023435,-0.46398965917334223,0.45400000000000001]
[null,0.45500000000000002,-0.26745792200078528,-0.46357998260819389,0.45500000000000002]
[null,0.45600000000000002,-0.26734805875822132,-0.46317066776422772,0.45600000000000002]
[null,0.45700000000000002,-0.26723824064399743,-0.46276171432206437,0.45700000000000002]
[null,0.45800000000000002,-0.26712846763957632,-0.46235312196260669,0.45800000000000002]
[null,0.45900000000000002,-0.26701873972642831,-0.46194489036703895,0.45900000000000002]
[null,0.46,-0.26690905688603145,-0.46153701921682716,0.46]
[null,0.46100000000000002,-0.26679941909987109,-0.46112950819371851,0.46100000000000002]
[null,0.46200000000000002,-0.26668982634944055,-0.46072235697974118,0.46200000000000002]
[null,0.46300000000000002,-0.26658027861624051,-0.46031556525720407,0.46300000000000002]
[null,0.46400000000000002,-0.26647077588177931,-0.45990913270869671,0.46400000000000002]
[null,0.46500000000000002,-0.26636131812757285,-0.45950305901708866,0.46500000000000002]
[null,0.46600000000000003,-0.26625190533514481,-0.45909734386552981,0.46600000000000003]
[null,0.46700000000000003,-0.26614253748602618,-0.45869198693744939,0.46700000000000003]
[null,0.46800000000000003,-0.26603321456175572,-0.45828698791655653,0.46800000000000003]
[null,0.46900000000000003,-0.26592393654387969,-0.45788234648683951,0.46900000000000003]
[null,0.47000000000000003,-0.26581470341395202,-0.45747806233256549,0.47000000000000003]
[null,0.47100000000000003,-0.26570551515353413,-0.45707413513828049,0.47100000000000003]
[null,0.47200000000000003,-0.26559637174419509,-0.45667056458880911,0.47200000000000003]
[null,0.47300000000000003,-0.26548727316751142,-0.45626735036925425,0.47300000000000003]
[null,0.47400000000000003,-0.26537821940506734,-0.4558644921649968,0.47400000000000003]
[null,0.47500000000000003,-0.26526921043845458,-0.45546198966169532,0.47500000000000003]
[null,0.47600000000000003,-0.26516024624927242,-0.45505984254528614,0.47600000000000003]
[null,0.47700000000000004,-0.26505132681912774,-0.45465805050198277,0.47700000000000004]
[null,0.47800000000000004,-0.26494245212963485,-0.45425661321827576,0.47800000000000004]
[null,0.47900000000000004,-0.26483362216241579,-0.45385553038093246,0.47900000000000004]
[null,0.48,-0.26472483689910004,-0.45345480167699692,0.48]
[null,0.48099999999999998,-0.26461609632132466,-0.45305442679378932,0.48099999999999998]
[null,0.48199999999999998,-0.26450740041073428,-0.45265440541890606,0.48199999999999998]
[null,0.48299999999999998,-0.26439874914898098,-0.45225473724021925,0.48299999999999998]
[null,0.48399999999999999,-0.26429014251772448,-0.45185542194587686,0.48399999999999999]
[null,0.48499999999999999,-0.26418158049863188,-0.45145645922430189,0.48499999999999999]
[null,0.48599999999999999,-0.26407306307337808,-0.45105784876419253,0.48599999999999999]
[null,0.48699999999999999,-0.26396459022364527,-0.45065959025452201,0.48699999999999999]
[null,0.48799999999999999,-0.26385616193112316,-0.45026168338453798,0.48799999999999999]
[null,0.48899999999999999,-0.26374777817750916,-0.44986412784376251,0.48899999999999999]
[null,0.49,-0.26363943894450803,-0.44946692332199178,0.49]
[null,0.49099999999999999,-0.26353114421383222,-0.44907006950929601,0.49099999999999999]
[null,0.49199999999999999,-0.26342289396720148,-0.44867356609601894,0.49199999999999999]
[null,0.49299999999999999,-0.26331468818634313,-0.44827741277277772,0.49299999999999999]
[null,0.49399999999999999,-0.26320652685299223,-0.44788160923046272,0.49399999999999999]
[null,0.495,-0.26309840994889094,-0.44748615516023715,0.495]
[null,0.496,-0.26299033745578926,-0.44709105025353701,0.496]
[null,0.497,-0.26288230935544454,-0.4466962942020708,0.497]
[null,0.498,-0.26277432562962155,-0.44630188669781901,0.498]
[null,0.499,-0.26266638626009287,-0.44590782743303425,0.499]
[null,0.5,-0.26255849122863806,-0.44551411610024078,0.5]
[null,0.501,-0.26245064051704459,-0.44512075239223431,0.501]
[null,0.502,-0.26234283410710724,-0.44472773600208204,0.502]
[null,0.503,-0.26223507198062834,-0.44433506662312194,0.503]
[null,0.504,-0.26212735411941757,-0.44394274394896266,0.504]
[null,0.505,-0.26201968050529217,-0.44355076767348361,0.505]
[null,0.50600000000000001,-0.26191205112007693,-0.44315913749083446,0.50600000000000001]
[null,0.50700000000000001,-0.26180446594560391,-0.4427678530954347,0.50700000000000001]
[null,0.50800000000000001,-0.26169692496371283,-0.442376914181974,0.50800000000000001]
[null,0.50900000000000001,-0.26158942815625069,-0.4419863204454112,0.50900000000000001]
[null,0.51,-0.26148197550507207,-0.4415960715809748,0.51]
[null,0.51100000000000001,-0.26137456699203893,-0.44120616728416229,0.51100000000000001]
[null,0.51200000000000001,-0.26126720259902081,-0.44081660725073979,0.51200000000000001]
[null,0.51300000000000001,-0.26115988230789455,-0.4404273911767424,0.51300000000000001]
[null,0.51400000000000001,-0.26105260610054443,-0.44003851875847344,0.51400000000000001]
[null,0.51500000000000001,-0.2609453739588623,-0.43964998969250429,0.51500000000000001]
[null,0.51600000000000001,-0.26083818586474738,-0.43926180367567447,0.51600000000000001]
[null,0.51700000000000002,-0.26073104180010637,-0.43887396040509097,0.51700000000000002]
[null,0.51800000000000002,-0.26062394174685322,-0.43848645957812826,0.51800000000000002]
[null,0.51900000000000002,-0.26051688568690956,-0.43809930089242805,0.51900000000000002]
[null,0.52,-0.26040987360220436,-0.43771248404589908,0.52]
[null,0.52100000000000002,-0.26030290547467377,-0.43732600873671662,0.52100000000000002]
[null,0.52200000000000002,-0.26019598128626187,-0.43693987466332262,0.52200000000000002]
[null,0.52300000000000002,-0.26008910101891969,-0.43655408152442521,0.52300000000000002]
[null,0.52400000000000002,-0.25998226465460583,-0.43616862901899855,0.52400000000000002]
[null,0.52500000000000002,-0.25987547217528639,-0.43578351684628264,0.52500000000000002]
[null,0.52600000000000002,-0.25976872356293479,-0.43539874470578294,0.52600000000000002]
[null,0.52700000000000002,-0.25966201879953182,-0.43501431229727028,0.52700000000000002]
[null,0.52800000000000002,-0.25955535786706579,-0.43463021932078061,0.52800000000000002]
[null,0.52900000000000003,-0.25944874074753232,-0.43424646547661466,0.52900000000000003]
[null,0.53,-0.25934216742293442,-0.43386305046533785,0.53]
[null,0.53100000000000003,-0.25923563787528242,-0.43347997398777993,0.53100000000000003]
[null,0.53200000000000003,-0.25912915208659443,-0.43309723574503489,0.53200000000000003]
[null,0.53300000000000003,-0.25902271003889538,-0.43271483543846034,0.53300000000000003]
[null,0.53400000000000003,-0.25891631171421797,-0.43233277276967802,0.53400000000000003]
[null,0.53500000000000003,-0.25880995709460208,-0.43195104744057283,0.53500000000000003]
[null,0.53600000000000003,-0.25870364616209518,-0.43156965915329304,0.53600000000000003]
[null,0.53700000000000003,-0.2585973788987519,-0.43118860761024969,0.53700000000000003]
[null,0.53800000000000003,-0.25849115528663436,-0.43080789251411677,0.53800000000000003]
[null,0.53900000000000003,-0.25838497530781201,-0.43042751356783066,0.53900000000000003]
[null,0.54,-0.25827883894436177,-0.4300474704745903,0.54]
[null,0.54100000000000004,-0.25817274617836766,-0.4296677629378563,0.54100000000000004]
[null,0.54200000000000004,-0.25806669699192136,-0.42928839066135133,0.54200000000000004]
[null,0.54300000000000004,-0.25796069136712163,-0.42890935334905961,0.54300000000000004]
[null,0.54400000000000004,-0.25785472928607489,-0.42853065070522678,0.54400000000000004]
[null,0.54500000000000004,-0.25774881073089462,-0.42815228243435954,0.54500000000000004]
[null,0.54600000000000004,-0.25764293568370189,-0.42777424824122545,0.54600000000000004]
[null,0.54700000000000004,-0.25753710412662489,-0.4273965478308529,0.54700000000000004]
[null,0.54800000000000004,-0.25743131604179931,-0.42701918090853064,0.54800000000000004]
[null,0.54900000000000004,-0.25732557141136808,-0.42664214717980753,0.54900000000000004]
[null,0.55000000000000004,-0.25721987021748155,-0.42626544635049263,0.55000000000000004]
[null,0.55100000000000005,-0.25711421244229737,-0.42588907812665455,0.55100000000000005]
[null,0.55200000000000005,-0.25700859806798049,-0.42551304221462161,0.55200000000000005]
[null,0.55300000000000005,-0.25690302707670321,-0.42513733832098111,0.55300000000000005]
[null,0.55400000000000005,-0.25679749945064523,-0.42476196615257988,0.55400000000000005]
[null,0.55500000000000005,-0.25669201517199336,-0.42438692541652323,0.55500000000000005]
[null,0.55600000000000005,-0.2565865742229419,-0.42401221582017512,0.55600000000000005]
[null,0.55700000000000005,-0.25648117658569247,-0.4236378370711581,0.55700000000000005]
[null,0.55800000000000005,-0.25637582224245398,-0.42326378887735272,0.55800000000000005]
[null,0.55900000000000005,-0.25627051117544253,-0.42289007094689735,0.55900000000000005]
[null,0.56000000000000005,-0.25616524336688162,-0.42251668298818823,0.56000000000000005]
[null,0.56100000000000005,-0.25606001879900209,-0.4221436247098791,0.56100000000000005]
[null,0.56200000000000006,-0.25595483745404207,-0.42177089582088068,0.56200000000000006]
[null,0.56300000000000006,-0.25584969931424689,-0.42139849603036106,0.56300000000000006]
[null,0.56400000000000006,-0.2557446043618693,-0.42102642504774479,0.56400000000000006]
[null,0.56500000000000006,-0.2556395525791692,-0.42065468258271327,0.56500000000000006]
[null,0.56600000000000006,-0.25553454394841391,-0.42028326834520391,0.56600000000000006]
[null,0.56700000000000006,-0.25542957845187791,-0.41991218204541064,0.56700000000000006]
[null,0.56800000000000006,-0.25532465607184318,-0.41954142339378286,0.56800000000000006]
[null,0.56900000000000006,-0.25521977679059865,-0.41917099210102604,0.56900000000000006]
[null,0.57000000000000006,-0.25511494059044082,-0.4188008878781006,0.57000000000000006]
[null,0.57100000000000006,-0.25501014745367329,-0.41843111043622255,0.57100000000000006]
[null,0.57200000000000006,-0.25490539736260692,-0.4180616594868628,0.57200000000000006]
[null,0.57300000000000006,-0.2548006902995601,-0.41769253474174678,0.57300000000000006]
[null,0.57400000000000007,-0.25469602624685805,-0.41732373591285488,0.57400000000000007]
[null,0.57500000000000007,-0.25459140518683365,-0.41695526271242139,0.57500000000000007]
[null,0.57600000000000007,-0.2544868271018268,-0.41658711485293487,0.57600000000000007]
[null,0.57699999999999996,-0.25438229197418477,-0.4162192920471377,0.57699999999999996]
[null,0.57799999999999996,-0.25427779978626197,-0.41585179400802591,0.57799999999999996]
[null,0.57899999999999996,-0.25417335052042012,-0.41548462044884887,0.57899999999999996]
[null,0.57999999999999996,-0.25406894415902831,-0.41511777108310938,0.57999999999999996]
[null,0.58099999999999996,-0.25396458068446259,-0.41475124562456284,0.58099999999999996]
[null,0.58199999999999996,-0.2538602600791065,-0.41438504378721758,0.58199999999999996]
[null,0.58299999999999996,-0.25375598232535068,-0.41401916528533445,0.58299999999999996]
[null,0.58399999999999996,-0.2536517474055931,-0.41365360983342658,0.58399999999999996]
[null,0.58499999999999996,-0.25354755530223894,-0.4132883771462591,0.58499999999999996]
[null,0.58599999999999997,-0.25344340599770043,-0.41292346693884918,0.58599999999999997]
[null,0.58699999999999997,-0.25333929947439737,-0.41255887892646542,0.58699999999999997]
[null,0.58799999999999997,-0.25323523571475648,-0.41219461282462777,0.58799999999999997]
[null,0.58899999999999997,-0.25313121470121175,-0.41183066834910753,0.58899999999999997]
[null,0.59,-0.2530272364162045,-0.41146704521592692,0.59]
[null,0.59099999999999997,-0.25292330084218323,-0.41110374314135889,0.59099999999999997]
[null,0.59199999999999997,-0.25281940796160352,-0.41074076184192682,0.59199999999999997]
[null,0.59299999999999997,-0.25271555775692833,-0.41037810103440447,0.59299999999999997]
[null,0.59399999999999997,-0.25261175021062782,-0.41001576043581572,0.59399999999999997]
[null,0.59499999999999997,-0.25250798530517915,-0.40965373976343411,0.59499999999999997]
[null,0.59599999999999997,-0.25240426302306684,-0.40929203873478304,0.59599999999999997]
[null,0.59699999999999998,-0.25230058334678263,-0.40893065706763515,0.59699999999999998]
[null,0.59799999999999998,-0.25219694625882538,-0.4085695944800124,0.59799999999999998]
[null,0.59899999999999998,-0.25209335174170111,-0.40820885069018559,0.59899999999999998]
[null,0.6,-0.25198979977792307,-0.40784842541667443,0.6]
[null,0.60099999999999998,-0.2518862903500117,-0.40748831837824695,0.60099999999999998]
[null,0.60199999999999998,-0.25178282344049463,-0.40712852929391979,0.60199999999999998]
[null,0.60299999999999998,-0.25167939903190673,-0.40676905788295731,0.60299999999999998]
[null,0.60399999999999998,-0.25157601710678978,-0.40640990386487202,0.60399999999999998]
[null,0.60499999999999998,-0.2514726776476931,-0.40605106695942411,0.60499999999999998]
[null,0.60599999999999998,-0.25136938063717285,-0.40569254688662088,0.60599999999999998]
[null,0.60699999999999998,-0.25126612605779264,-0.4053343433667172,0.60699999999999998]
[null,0.60799999999999998,-0.25116291389212297,-0.40497645612021477,0.60799999999999998]
[null,0.60899999999999999,-0.25105974412274173,-0.40461888486786207,0.60899999999999999]
[null,0.61,-0.25095661673223374,-0.40426162933065435,0.61]
[null,0.61099999999999999,-0.2508535317031913,-0.40390468922983286,0.61099999999999999]
[null,0.61199999999999999,-0.25075048901821351,-0.40354806428688522,0.61199999999999999]
[null,0.61299999999999999,-0.25064748865990677,-0.40319175422354481,0.61299999999999999]
[null,0.61399999999999999,-0.25054453061088472,-0.40283575876179095,0.61399999999999999]
[null,0.61499999999999999,-0.25044161485376792,-0.40248007762384813,0.61499999999999999]
[null,0.61599999999999999,-0.25033874137118428,-0.40212471053218635,0.61599999999999999]
[null,0.61699999999999999,-0.25023591014576874,-0.40176965720952046,0.61699999999999999]
[null,0.61799999999999999,-0.2501331211601634,-0.40141491737881024,0.61799999999999999]
[null,0.61899999999999999,-0.25003037439701753,-0.40106049076326011,0.61899999999999999]
[null,0.62,-0.24992766983898737,-0.40070637708631884,0.62]
[null,0.621,-0.24982500746873651,-0.40035257607167929,0.621]
[null,0.622,-0.24972238726893545,-0.39999908744327856,0.622]
[null,0.623,-0.24961980922226193,-0.39964591092529711,0.623]
[null,0.624,-0.24951727331140086,-0.39929304624215917,0.624]
[null,0.625,-0.24941477951904409,-0.39894049311853241,0.625]
[null,0.626,-0.2493123278278907,-0.39858825127932718,0.626]
[null,0.627,-0.24920991822064686,-0.3982363204496972,0.627]
[null,0.628,-0.24910755068002585,-0.39788470035503859,0.628]
[null,0.629,-0.24900522518874799,-0.39753339072098992,0.629]
[null,0.63,-0.24890294172954072,-0.39718239127343219,0.63]
[null,0.63100000000000001,-0.24880070028513873,-0.3968317017384882,0.63100000000000001]
[null,0.63200000000000001,-0.24869850083828354,-0.39648132184252272,0.63200000000000001]
[null,0.63300000000000001,-0.24859634337172387,-0.39613125131214216,0.63300000000000001]
[null,0.63400000000000001,-0.24849422786821568,-0.39578148987419415,0.63400000000000001]
[null,0.63500000000000001,-0.24839215431052178,-0.39543203725576764,0.63500000000000001]
[null,0.63600000000000001,-0.24829012268141212,-0.39508289318419243,0.63600000000000001]
[null,0.63700000000000001,-0.24818813296366388,-0.39473405738703926,0.63700000000000001]
[null,0.63800000000000001,-0.24808618514006112,-0.3943855295921192,0.63800000000000001]
[null,0.63900000000000001,-0.24798427919339508,-0.39403730952748367,0.63900000000000001]
[null,0.64,-0.24788241510646403,-0.39368939692142452,0.64]
[null,0.64100000000000001,-0.2477805928620733,-0.39334179150247306,0.64100000000000001]
[null,0.64200000000000002,-0.24767881244303536,-0.39299449299940054,0.64200000000000002]
[null,0.64300000000000002,-0.24757707383216962,-0.39264750114121755,0.64300000000000002]
[null,0.64400000000000002,-0.24747537701230268,-0.39230081565717434,0.64400000000000002]
[null,0.64500000000000002,-0.247373721966268,-0.39195443627675952,0.64500000000000002]
[null,0.64600000000000002,-0.24727210867690635,-0.39160836272970106,0.64600000000000002]
[null,0.64700000000000002,-0.24717053712706533,-0.39126259474596564,0.64700000000000002]
[null,0.64800000000000002,-0.24706900729959963,-0.39091713205575795,0.64800000000000002]
[null,0.64900000000000002,-0.24696751917737109,-0.39057197438952124,0.64900000000000002]
[null,0.65,-0.24686607274324848,-0.39022712147793653,0.65]
[null,0.65100000000000002,-0.24676466798010771,-0.38988257305192281,0.65100000000000002]
[null,0.65200000000000002,-0.2466633048708316,-0.38953832884263656,0.65200000000000002]
[null,0.65300000000000002,-0.24656198339831009,-0.38919438858147171,0.65300000000000002]
[null,0.65400000000000003,-0.24646070354544014,-0.38885075200005925,0.65400000000000003]
[null,0.65500000000000003,-0.24635946529512562,-0.38850741883026713,0.65500000000000003]
[null,0.65600000000000003,-0.24625826863027761,-0.38816438880420012,0.65600000000000003]
[null,0.65700000000000003,-0.24615711353381409,-0.38782166165419957,0.65700000000000003]
[null,0.65800000000000003,-0.24605599998866012,-0.38747923711284299,0.65800000000000003]
[null,0.65900000000000003,-0.24595492797774765,-0.38713711491294417,0.65900000000000003]
[null,0.66,-0.24585389748401582,-0.3867952947875527,0.66]
[null,0.66100000000000003,-0.24575290849041059,-0.38645377646995399,0.66100000000000003]
[null,0.66200000000000003,-0.24565196097988515,-0.38611255969366876,0.66200000000000003]
[null,0.66300000000000003,-0.2455510549353995,-0.38577164419245313,0.66300000000000003]
[null,0.66400000000000003,-0.24545019033992066,-0.38543102970029836,0.66400000000000003]
[null,0.66500000000000004,-0.24534936717642275,-0.38509071595143046,0.66500000000000004]
[null,0.66600000000000004,-0.2452485854278868,-0.38475070268031025,0.66600000000000004]
[null,0.66700000000000004,-0.24514784507730089,-0.38441098962163278,0.66700000000000004]
[null,0.66800000000000004,-0.24504714610765999,-0.38407157651032764,0.66800000000000004]
[null,0.66900000000000004,-0.24494648850196615,-0.38373246308155812,0.66900000000000004]
[null,0.67,-0.24484587224322843,-0.38339364907072165,0.67]
[null,0.67100000000000004,-0.24474529731446271,-0.38305513421344911,0.67100000000000004]
[null,0.67200000000000004,-0.24464476369869201,-0.38271691824560494,0.67200000000000004]
[null,0.67300000000000004,-0.24454427137894622,-0.38237900090328664,0.67300000000000004]
[null,0.67400000000000004,-0.24444382033826229,-0.38204138192282489,0.67400000000000004]
[null,0.67500000000000004,-0.24434341055968403,-0.38170406104078292,0.67500000000000004]
[null,0.67600000000000005,-0.24424304202626232,-0.38136703799395694,0.67600000000000005]
[null,0.67700000000000005,-0.24414271472105498,-0.38103031251937514,0.67700000000000005]
[null,0.67800000000000005,-0.24404242862712666,-0.3806938843542983,0.67800000000000005]
[null,0.67900000000000005,-0.24394218372754917,-0.38035775323621879,0.67900000000000005]
[null,0.68,-0.24384198000540114,-0.38002191890286108,0.68]
[null,0.68100000000000005,-0.24374181744376822,-0.37968638109218095,0.68100000000000005]
[null,0.68200000000000005,-0.2436416960257429,-0.37935113954236588,0.68200000000000005]
[null,0.68300000000000005,-0.24354161573442479,-0.37901619399183417,0.68300000000000005]
[null,0.68400000000000005,-0.24344157655292026,-0.37868154417923527,0.68400000000000005]
[null,0.68500000000000005,-0.24334157846434273,-0.37834718984344939,0.68500000000000005]
[null,0.68600000000000005,-0.24324162145181252,-0.37801313072358722,0.68600000000000005]
[null,0.68700000000000006,-0.24314170549845687,-0.37767936655898987,0.68700000000000006]
[null,0.68800000000000006,-0.24304183058741005,-0.3773458970892285,0.68800000000000006]
[null,0.68900000000000006,-0.2429419967018131,-0.3770127220541043,0.68900000000000006]
[null,0.69000000000000006,-0.24284220382481406,-0.37667984119364822,0.69000000000000006]
[null,0.69100000000000006,-0.24274245193956798,-0.37634725424812066,0.69100000000000006]
[null,0.69200000000000006,-0.24264274102923666,-0.3760149609580114,0.69200000000000006]
[null,0.69300000000000006,-0.24254307107698891,-0.37568296106403937,0.69300000000000006]
[null,0.69400000000000006,-0.24244344206600055,-0.37535125430715244,0.69400000000000006]
[null,0.69500000000000006,-0.24234385397945407,-0.3750198404285271,0.69500000000000006]
[null,0.69600000000000006,-0.2422443068005391,-0.37468871916956853,0.69600000000000006]
[null,0.69700000000000006,-0.24214480051245202,-0.37435789027191013,0.69700000000000006]
[null,0.69800000000000006,-0.24204533509839626,-0.37402735347741339,0.69800000000000006]
[null,0.69900000000000007,-0.24194591054158193,-0.37369710852816784,0.69900000000000007]
[null,0.70000000000000007,-0.24184652682522628,-0.37336715516649066,0.70000000000000007]
[null,0.70100000000000007,-0.24174718393255329,-0.37303749313492662,0.70100000000000007]
[null,0.70200000000000007,-0.24164788184679392,-0.37270812217624755,0.70200000000000007]
[null,0.70300000000000007,-0.24154862055118592,-0.37237904203345279,0.70300000000000007]
[null,0.70399999999999996,-0.24144940002897405,-0.3720502524497683,0.70399999999999996]
[null,0.70499999999999996,-0.24135022026340991,-0.37172175316864697,0.70499999999999996]
[null,0.70599999999999996,-0.24125108123775191,-0.371393543933768,0.70599999999999996]
[null,0.70699999999999996,-0.24115198293526535,-0.3710656244890369,0.70699999999999996]
[null,0.70799999999999996,-0.24105292533922254,-0.37073799457858564,0.70799999999999996]
[null,0.70899999999999996,-0.24095390843290246,-0.37041065394677164,0.70899999999999996]
[null,0.71,-0.24085493219959114,-0.37008360233817844,0.71]
[null,0.71099999999999997,-0.24075599662258138,-0.36975683949761473,0.71099999999999997]
[null,0.71199999999999997,-0.24065710168517285,-0.3694303651701149,0.71199999999999997]
[null,0.71299999999999997,-0.24055824737067211,-0.36910417910093823,0.71299999999999997]
[null,0.71399999999999997,-0.24045943366239245,-0.36877828103556892,0.71399999999999997]
[null,0.71499999999999997,-0.24036066054365426,-0.36845267071971588,0.71499999999999997]
[null,0.71599999999999997,-0.24026192799778456,-0.36812734789931273,0.71599999999999997]
[null,0.71699999999999997,-0.24016323600811734,-0.36780231232051713,0.71699999999999997]
[null,0.71799999999999997,-0.2400645845579934,-0.36747756372971113,0.71799999999999997]
[null,0.71899999999999997,-0.23996597363076039,-0.36715310187350064,0.71899999999999997]
[null,0.72,-0.23986740320977268,-0.36682892649871512,0.72]
[null,0.72099999999999997,-0.23976887327839172,-0.36650503735240786,0.72099999999999997]
[null,0.72199999999999998,-0.23967038381998557,-0.36618143418185534,0.72199999999999998]
[null,0.72299999999999998,-0.23957193481792932,-0.36585811673455704,0.72299999999999998]
[null,0.72399999999999998,-0.23947352625560467,-0.36553508475823565,0.72399999999999998]
[null,0.72499999999999998,-0.23937515811640037,-0.36521233800083647,0.72499999999999998]
[null,0.72599999999999998,-0.23927683038371172,-0.36488987621052726,0.72599999999999998]
[null,0.72699999999999998,-0.23917854304094116,-0.36456769913569836,0.72699999999999998]
[null,0.72799999999999998,-0.23908029607149775,-0.36424580652496208,0.72799999999999998]
[null,0.72899999999999998,-0.23898208945879737,-0.36392419812715271,0.72899999999999998]
[null,0.73,-0.23888392318626278,-0.36360287369132649,0.73]
[null,0.73099999999999998,-0.23878579723732349,-0.36328183296676098,0.73099999999999998]
[null,0.73199999999999998,-0.23868771159541588,-0.36296107570295516,0.73199999999999998]
[null,0.73299999999999998,-0.23858966624398306,-0.3626406016496293,0.73299999999999998]
[null,0.73399999999999999,-0.23849166116647502,-0.3623204105567247,0.73399999999999999]
[null,0.73499999999999999,-0.23839369634634847,-0.36200050217440333,0.73499999999999999]
[null,0.73599999999999999,-0.23829577176706701,-0.36168087625304762,0.73599999999999999]
[null,0.73699999999999999,-0.23819788741210088,-0.3613615325432607,0.73699999999999999]
[null,0.73799999999999999,-0.23810004326492726,-0.36104247079586566,0.73799999999999999]
[null,0.73899999999999999,-0.23800223930903008,-0.36072369076190575,0.73899999999999999]
[null,0.74,-0.23790447552790003,-0.360405192192644,0.74]
[null,0.74099999999999999,-0.23780675190503456,-0.36008697483956292,0.74099999999999999]
[null,0.74199999999999999,-0.23770906842393796,-0.3597690384543647,0.74199999999999999]
[null,0.74299999999999999,-0.23761142506812127,-0.3594513827889706,0.74299999999999999]
[null,0.74399999999999999,-0.2375138218211022,-0.35913400759552089,0.74399999999999999]
[null,0.745,-0.23741625866640542,-0.35881691262637472,0.745]
[null,0.746,-0.23731873558756233,-0.35850009763411,0.746]
[null,0.747,-0.23722125256811086,-0.35818356237152299,0.747]
[null,0.748,-0.23712380959159607,-0.35786730659162824,0.748]
[null,0.749,-0.23702640664156946,-0.35755133004765838,0.749]
[null,0.75,-0.23692904370158946,-0.35723563249306389,0.75]
[null,0.751,-0.23683172075522121,-0.35692021368151305,0.751]
[null,0.752,-0.23673443778603659,-0.3566050733668914,0.752]
[null,0.753,-0.23663719477761425,-0.35629021130330207,0.753]
[null,0.754,-0.23653999171353957,-0.35597562724506526,0.754]
[null,0.755,-0.23644282857740473,-0.35566132094671771,0.755]
[null,0.75600000000000001,-0.23634570535280852,-0.35534729216301342,0.75600000000000001]
[null,0.75700000000000001,-0.23624862202335653,-0.35503354064892262,0.75700000000000001]
[null,0.75800000000000001,-0.2361515785726612,-0.35472006615963192,0.75800000000000001]
[null,0.75900000000000001,-0.23605457498434151,-0.35440686845054425,0.75900000000000001]
[null,0.76,-0.23595761124202333,-0.35409394727727822,0.76]
[null,0.76100000000000001,-0.2358606873293391,-0.35378130239566857,0.76100000000000001]
[null,0.76200000000000001,-0.23576380322992813,-0.35346893356176523,0.76200000000000001]
[null,0.76300000000000001,-0.23566695892743633,-0.35315684053183388,0.76300000000000001]
[null,0.76400000000000001,-0.23557015440551649,-0.35284502306235516,0.76400000000000001]
[null,0.76500000000000001,-0.23547338964782788,-0.35253348091002479,0.76500000000000001]
[null,0.76600000000000001,-0.23537666463803672,-0.35222221383175345,0.76600000000000001]
[null,0.76700000000000002,-0.23527997935981579,-0.35191122158466626,0.76700000000000002]
[null,0.76800000000000002,-0.2351833337968447,-0.35160050392610287,0.76800000000000002]
[null,0.76900000000000002,-0.23508672793280949,-0.35129006061361723,0.76900000000000002]
[null,0.77,-0.2349901617514033,-0.35097989140497715,0.77]
[null,0.77100000000000002,-0.23489363523632562,-0.35066999605816468,0.77100000000000002]
[null,0.77200000000000002,-0.23479714837128285,-0.35036037433137524,0.77200000000000002]
[null,0.77300000000000002,-0.23470070113998798,-0.35005102598301785,0.77300000000000002]
[null,0.77400000000000002,-0.23460429352616077,-0.34974195077171488,0.77400000000000002]
[null,0.77500000000000002,-0.23450792551352753,-0.34943314845630191,0.77500000000000002]
[null,0.77600000000000002,-0.23441159708582146,-0.34912461879582707,0.77600000000000002]
[null,0.77700000000000002,-0.2343153082267822,-0.34881636154955176,0.77700000000000002]
[null,0.77800000000000002,-0.23421905892015632,-0.3485083764769496,0.77800000000000002]
[null,0.77900000000000003,-0.23412284914969689,-0.34820066333770661,0.77900000000000003]
[null,0.78,-0.23402667889916365,-0.34789322189172106,0.78]
[null,0.78100000000000003,-0.23393054815232317,-0.34758605189910335,0.78100000000000003]
[null,0.78200000000000003,-0.23383445689294846,-0.34727915312017538,0.78200000000000003]
[null,0.78300000000000003,-0.23373840510481941,-0.34697252531547085,0.78300000000000003]
[null,0.78400000000000003,-0.23364239277172247,-0.34666616824573498,0.78400000000000003]
[null,0.78500000000000003,-0.23354641987745076,-0.34636008167192411,0.78500000000000003]
[null,0.78600000000000003,-0.23345048640580401,-0.34605426535520561,0.78600000000000003]
[null,0.78700000000000003,-0.23335459234058875,-0.34574871905695787,0.78700000000000003]
[null,0.78800000000000003,-0.233258737665618,-0.3454434425387698,0.78800000000000003]
[null,0.78900000000000003,-0.23316292236471151,-0.34513843556244095,0.78900000000000003]
[null,0.79,-0.23306714642169563,-0.34483369788998119,0.79]
[null,0.79100000000000004,-0.23297140982040343,-0.34452922928361035,0.79100000000000004]
[null,0.79200000000000004,-0.23287571254467457,-0.34422502950575845,0.79200000000000004]
[null,0.79300000000000004,-0.23278005457835532,-0.34392109831906509,0.79300000000000004]
[null,0.79400000000000004,-0.23268443590529869,-0.34361743548637946,0.79400000000000004]
[null,0.79500000000000004,-0.23258885650936417,-0.34331404077076028,0.79500000000000004]
[null,0.79600000000000004,-0.232493316374418,-0.34301091393547534,0.79600000000000004]
[null,0.79700000000000004,-0.23239781548433305,-0.34270805474400146,0.79700000000000004]
[null,0.79800000000000004,-0.23230235382298869,-0.34240546296002433,0.79800000000000004]
[null,0.79900000000000004,-0.23220693137427106,-0.34210313834743833,0.79900000000000004]
[null,0.8,-0.23211154812207285,-0.3418010806703462,0.8]
[null,0.80100000000000005,-0.23201620405029333,-0.34149928969305915,0.80100000000000005]
[null,0.80200000000000005,-0.23192089914283842,-0.34119776518009626,0.80200000000000005]
[null,0.80300000000000005,-0.23182563338362072,-0.34089650689618473,0.80300000000000005]
[null,0.80400000000000005,-0.23173040675655937,-0.34059551460625925,0.80400000000000005]
[null,0.80500000000000005,-0.23163521924558006,-0.34029478807546243,0.80500000000000005]
[null,0.80600000000000005,-0.23154007083461517,-0.33999432706914379,0.80600000000000005]
[null,0.80700000000000005,-0.23144496150760366,-0.33969413135286047,0.80700000000000005]
[null,0.80800000000000005,-0.23134989124849106,-0.33939420069237625,0.80800000000000005]
[null,0.80900000000000005,-0.23125486004122955,-0.33909453485366198,0.80900000000000005]
[null,0.81,-0.23115986786977788,-0.33879513360289504,0.81]
[null,0.81100000000000005,-0.23106491471810128,-0.3384959967064593,0.81100000000000005]
[null,0.81200000000000006,-0.23097000057017175,-0.33819712393094475,0.81200000000000006]
[null,0.81300000000000006,-0.23087512540996777,-0.33789851504314772,0.81300000000000006]
[null,0.81400000000000006,-0.23078028922147439,-0.33760016981007029,0.81400000000000006]
[null,0.81500000000000006,-0.23068549198868332,-0.3373020879989202,0.81500000000000006]
[null,0.81600000000000006,-0.23059073369559271,-0.33700426937711092,0.81600000000000006]
[null,0.81700000000000006,-0.23049601432620745,-0.33670671371226113,0.81700000000000006]
[null,0.81800000000000006,-0.23040133386453884,-0.33640942077219482,0.81800000000000006]
[null,0.81900000000000006,-0.23030669229460488,-0.33611239032494078,0.81900000000000006]
[null,0.82000000000000006,-0.23021208960043005,-0.33581562213873284,0.82000000000000006]
[null,0.82100000000000006,-0.23011752576604544,-0.33551911598200923,0.82100000000000006]
[null,0.82200000000000006,-0.23002300077548862,-0.33522287162341297,0.82200000000000006]
[null,0.82300000000000006,-0.22992851461280386,-0.334926888831791,0.82300000000000006]
[null,0.82400000000000007,-0.22983406726204184,-0.33463116737619458,0.82400000000000007]
[null,0.82500000000000007,-0.22973965870725985,-0.33433570702587878,0.82500000000000007]
[null,0.82600000000000007,-0.22964528893252178,-0.33404050755030251,0.82600000000000007]
[null,0.82700000000000007,-0.22955095792189797,-0.33374556871912803,0.82700000000000007]
[null,0.82800000000000007,-0.22945666565946538,-0.33345089030222119,0.82800000000000007]
[null,0.82900000000000007,-0.22936241212930747,-0.33315647206965093,0.82900000000000007]
[null,0.83000000000000007,-0.22926819731551423,-0.33286231379168929,0.83000000000000007]
[null,0.83100000000000007,-0.22917402120218222,-0.33256841523881103,0.83100000000000007]
[null,0.83200000000000007,-0.22907988377341454,-0.33227477618169365,0.83200000000000007]
[null,0.83299999999999996,-0.22898578501332076,-0.33198139639121715,0.83299999999999996]
[null,0.83399999999999996,-0.22889172490601703,-0.33168827563846365,0.83399999999999996]
[null,0.83499999999999996,-0.22879770343562597,-0.3313954136947177,0.83499999999999996]
[null,0.83599999999999997,-0.22870372058627683,-0.33110281033146549,0.83599999999999997]
[null,0.83699999999999997,-0.22860977634210528,-0.33081046532039515,0.83699999999999997]
[null,0.83799999999999997,-0.22851587068725354,-0.33051837843339626,0.83799999999999997]
[null,0.83899999999999997,-0.22842200360587028,-0.33022654944256008,0.83899999999999997]
[null,0.84,-0.22832817508211081,-0.32993497812017875,0.84]
[null,0.84099999999999997,-0.22823438510013688,-0.32964366423874569,0.84099999999999997]
[null,0.84199999999999997,-0.22814063364411669,-0.32935260757095519,0.84199999999999997]
[null,0.84299999999999997,-0.22804692069822508,-0.32906180788970218,0.84299999999999997]
[null,0.84399999999999997,-0.2279532462466432,-0.32877126496808207,0.84399999999999997]
[null,0.84499999999999997,-0.22785961027355892,-0.32848097857939063,0.84499999999999997]
[null,0.84599999999999997,-0.22776601276316641,-0.32819094849712388,0.84599999999999997]
[null,0.84699999999999998,-0.22767245369966646,-0.32790117449497769,0.84699999999999998]
[null,0.84799999999999998,-0.22757893306726626,-0.32761165634684797,0.84799999999999998]
[null,0.84899999999999998,-0.2274854508501796,-0.32732239382683004,0.84899999999999998]
[null,0.85,-0.22739200703262666,-0.32703338670921878,0.85]
[null,0.85099999999999998,-0.22729860159883405,-0.32674463476850846,0.85099999999999998]
[null,0.85199999999999998,-0.22720523453303509,-0.32645613777939214,0.85199999999999998]
[null,0.85299999999999998,-0.22711190581946927,-0.32616789551676206,0.85299999999999998]
[null,0.85399999999999998,-0.2270186154423828,-0.3258799077557093,0.85399999999999998]
[null,0.85499999999999998,-0.22692536338602823,-0.32559217427152332,0.85499999999999998]
[null,0.85599999999999998,-0.22683214963466464,-0.32530469483969199,0.85599999999999998]
[null,0.85699999999999998,-0.22673897417255751,-0.32501746923590163,0.85699999999999998]
[null,0.85799999999999998,-0.22664583698397889,-0.32473049723603636,0.85799999999999998]
[null,0.85899999999999999,-0.22655273805320722,-0.32444377861617835,0.85899999999999999]
[null,0.86,-0.22645967736452735,-0.32415731315260743,0.86]
[null,0.86099999999999999,-0.22636665490223065,-0.3238711006218008,0.86099999999999999]
[null,0.86199999999999999,-0.22627367065061496,-0.32358514080043338,0.86199999999999999]
[null,0.86299999999999999,-0.22618072459398456,-0.32329943346537687,0.86299999999999999]
[null,0.86399999999999999,-0.22608781671665007,-0.32301397839370033,0.86399999999999999]
[null,0.86499999999999999,-0.2259949470029288,-0.32272877536266947,0.86499999999999999]
[null,0.86599999999999999,-0.22590211543714422,-0.32244382414974665,0.86599999999999999]
[null,0.86699999999999999,-0.22580932200362638,-0.32215912453259071,0.86699999999999999]
[null,0.86799999999999999,-0.22571656668671178,-0.32187467628905686,0.86799999999999999]
[null,0.86899999999999999,-0.22562384947074338,-0.32159047919719652,0.86899999999999999]
[null,0.87,-0.22553117034007039,-0.32130653303525691,0.87]
[null,0.871,-0.2254385292790487,-0.32102283758168126,0.871]
[null,0.872,-0.22534592627204042,-0.32073939261510814,0.872]
[null,0.873,-0.22525336130341422,-0.32045619791437191,0.873]
[null,0.874,-0.22516083435754505,-0.32017325325850188,0.874]
[null,0.875,-0.22506834541881449,-0.31989055842672265,0.875]
[null,0.876,-0.22497589447161037,-0.31960811319845372,0.876]
[null,0.877,-0.22488348150032691,-0.31932591735330929,0.877]
[null,0.878,-0.22479110648936487,-0.3190439706710983,0.878]
[null,0.879,-0.22469876942313133,-0.31876227293182385,0.879]
[null,0.88,-0.22460647028603975,-0.31848082391568361,0.88]
[null,0.88100000000000001,-0.22451420906251013,-0.31819962340306907,0.88100000000000001]
[null,0.88200000000000001,-0.22442198573696873,-0.31791867117456574,0.88200000000000001]
[null,0.88300000000000001,-0.2243298002938483,-0.31763796701095276,0.88300000000000001]
[null,0.88400000000000001,-0.22423765271758789,-0.31735751069320289,0.88400000000000001]
[null,0.88500000000000001,-0.22414554299263301,-0.31707730200248235,0.88500000000000001]
[null,0.88600000000000001,-0.22405347110343554,-0.31679734072015053,0.88600000000000001]
[null,0.88700000000000001,-0.22396143703445376,-0.31651762662775973,0.88700000000000001]
[null,0.88800000000000001,-0.22386944077015231,-0.31623815950705542,0.88800000000000001]
[null,0.88900000000000001,-0.22377748229500224,-0.31595893913997541,0.88900000000000001]
[null,0.89,-0.22368556159348094,-0.31567996530865039,0.89]
[null,0.89100000000000001,-0.22359367865007221,-0.31540123779540324,0.89100000000000001]
[null,0.89200000000000002,-0.22350183344926625,-0.31512275638274895,0.89200000000000002]
[null,0.89300000000000002,-0.22341002597555953,-0.31484452085339482,0.89300000000000002]
[null,0.89400000000000002,-0.22331825621345502,-0.31456653099023968,0.89400000000000002]
[null,0.89500000000000002,-0.22322652414746194,-0.31428878657637421,0.89500000000000002]
[null,0.89600000000000002,-0.22313482976209592,-0.31401128739508083,0.89600000000000002]
[null,0.89700000000000002,-0.22304317304187896,-0.31373403322983273,0.89700000000000002]
[null,0.89800000000000002,-0.22295155397133942,-0.31345702386429486,0.89800000000000002]
[null,0.89900000000000002,-0.222859972535012,-0.31318025908232294,0.89900000000000002]
[null,0.9,-0.22276842871743777,-0.3129037386679635,0.9]
[null,0.90100000000000002,-0.22267692250316412,-0.3126274624054538,0.90100000000000002]
[null,0.90200000000000002,-0.22258545387674483,-0.31235143007922161,0.90200000000000002]
[null,0.90300000000000002,-0.22249402282274,-0.31207564147388495,0.90300000000000002]
[null,0.90400000000000003,-0.22240262932571597,-0.31180009637425221,0.90400000000000003]
[null,0.90500000000000003,-0.2223112733702457,-0.31152479456532162,0.90500000000000003]
[null,0.90600000000000003,-0.22221995494090815,-0.3112497358322811,0.90600000000000003]
[null,0.90700000000000003,-0.22212867402228889,-0.31097491996050874,0.90700000000000003]
[null,0.90800000000000003,-0.22203743059897962,-0.31070034673557168,0.90800000000000003]
[null,0.90900000000000003,-0.22194622465557851,-0.31042601594322639,0.90900000000000003]
[null,0.91,-0.22185505617668999,-0.31015192736941877,0.91]
[null,0.91100000000000003,-0.22176392514692478,-0.30987808080028356,0.91100000000000003]
[null,0.91200000000000003,-0.22167283155090001,-0.3096044760221443,0.91200000000000003]
[null,0.91300000000000003,-0.22158177537323911,-0.30933111282151327,0.91300000000000003]
[null,0.91400000000000003,-0.22149075659857173,-0.30905799098509129,0.91400000000000003]
[null,0.91500000000000004,-0.22139977521153392,-0.30878511029976741,0.91500000000000004]
[null,0.91600000000000004,-0.22130883119676809,-0.30851247055261888,0.91600000000000004]
[null,0.91700000000000004,-0.22121792453892283,-0.30824007153091088,0.91700000000000004]
[null,0.91800000000000004,-0.22112705522265313,-0.30796791302209664,0.91800000000000004]
[null,0.91900000000000004,-0.22103622323262026,-0.30769599481381682,0.91900000000000004]
[null,0.92,-0.22094542855349172,-0.30742431669389964,0.92]
[null,0.92100000000000004,-0.22085467116994151,-0.30715287845036066,0.92100000000000004]
[null,0.92200000000000004,-0.22076395106664962,-0.3068816798714028,0.92200000000000004]
[null,0.92300000000000004,-0.22067326822830263,-0.30661072074541568,0.92300000000000004]
[null,0.92400000000000004,-0.22058262263959322,-0.30634000086097596,0.92400000000000004]
[null,0.92500000000000004,-0.22049201428522042,-0.3060695200068469,0.92500000000000004]
[null,0.92600000000000005,-0.22040144314988952,-0.30579927797197826,0.92600000000000005]
[null,0.92700000000000005,-0.2203109092183122,-0.30552927454550621,0.92700000000000005]
[null,0.92800000000000005,-0.22022041247520627,-0.30525950951675301,0.92800000000000005]
[null,0.92900000000000005,-0.22012995290529591,-0.30498998267522709,0.92900000000000005]
[null,0.93,-0.22003953049331151,-0.3047206938106225,0.93]
[null,0.93100000000000005,-0.21994914522398984,-0.30445164271281927,0.93100000000000005]
[null,0.93200000000000005,-0.21985879708207384,-0.30418282917188261,0.93200000000000005]
[null,0.93300000000000005,-0.21976848605231272,-0.3039142529780634,0.93300000000000005]
[null,0.93400000000000005,-0.21967821211946201,-0.30364591392179763,0.93400000000000005]
[null,0.93500000000000005,-0.21958797526828344,-0.30337781179370615,0.93500000000000005]
[null,0.93600000000000005,-0.21949777548354507,-0.30310994638459482,0.93600000000000005]
[null,0.93700000000000006,-0.21940761275002121,-0.30284231748545432,0.93700000000000006]
[null,0.93800000000000006,-0.21931748705249235,-0.30257492488745974,0.93800000000000006]
[null,0.93900000000000006,-0.21922739837574523,-0.30230776838197043,0.93900000000000006]
[null,0.94000000000000006,-0.21913734670457299,-0.3020408477605302,0.94000000000000006]
[null,0.94100000000000006,-0.21904733202377483,-0.3017741628148668,0.94100000000000006]
[null,0.94200000000000006,-0.2189573543181563,-0.30150771333689186,0.94200000000000006]
[null,0.94300000000000006,-0.21886741357252917,-0.3012414991187008,0.94300000000000006]
[null,0.94400000000000006,-0.21877750977171145,-0.30097551995257238,0.94400000000000006]
[null,0.94500000000000006,-0.21868764290052742,-0.30070977563096923,0.94500000000000006]
[null,0.94600000000000006,-0.21859781294380745,-0.30044426594653684,0.94600000000000006]
[null,0.94700000000000006,-0.21850801988638838,-0.3001789906921038,0.94700000000000006]
[null,0.94800000000000006,-0.21841826371311307,-0.29991394966068186,0.94800000000000006]
[null,0.94900000000000007,-0.21832854440883068,-0.29964914264546527,0.94900000000000007]
[null,0.95000000000000007,-0.21823886195839662,-0.29938456943983099,0.95000000000000007]
[null,0.95100000000000007,-0.21814921634667248,-0.29912022983733844,0.95100000000000007]
[null,0.95200000000000007,-0.2180596075585261,-0.29885612363172936,0.95200000000000007]
[null,0.95300000000000007,-0.21797003557883149,-0.2985922506169274,0.95300000000000007]
[null,0.95400000000000007,-0.21788050039246892,-0.29832861058703836,0.95400000000000007]
[null,0.95500000000000007,-0.21779100198432488,-0.29806520333634984,0.95500000000000007]
[null,0.95600000000000007,-0.21770154033929201,-0.29780202865933086,0.95600000000000007]
[null,0.95700000000000007,-0.21761211544226922,-0.29753908635063214,0.95700000000000007]
[null,0.95800000000000007,-0.21752272727816155,-0.29727637620508562,0.95800000000000007]
[null,0.95900000000000007,-0.21743337583188033,-0.29701389801770439,0.95900000000000007]
[null,0.96,-0.21734406108834295,-0.29675165158368261,0.96]
[null,0.96099999999999997,-0.21725478303247323,-0.29648963669839506,0.96099999999999997]
[null,0.96199999999999997,-0.2171655416492009,-0.29622785315739741,0.96199999999999997]
[null,0.96299999999999997,-0.21707633692346207,-0.29596630075642583,0.96299999999999997]
[null,0.96399999999999997,-0.21698716884019903,-0.29570497929139672,0.96399999999999997]
[null,0.96499999999999997,-0.21689803738436017,-0.29544388855840664,0.96499999999999997]
[null,0.96599999999999997,-0.21680894254090011,-0.29518302835373245,0.96599999999999997]
[null,0.96699999999999997,-0.21671988429477962,-0.2949223984738305,0.96699999999999997]
[null,0.96799999999999997,-0.21663086263096573,-0.29466199871533744,0.96799999999999997]
[null,0.96899999999999997,-0.21654187753443152,-0.29440182887506872,0.96899999999999997]
[null,0.97,-0.21645292899015633,-0.29414188875001979,0.97]
[null,0.97099999999999997,-0.21636401698312568,-0.29388217813736511,0.97099999999999997]
[null,0.97199999999999998,-0.21627514149833121,-0.29362269683445819,0.97199999999999998]
[null,0.97299999999999998,-0.21618630252077076,-0.29336344463883163,0.97299999999999998]
[null,0.97399999999999998,-0.21609750003544831,-0.29310442134819648,0.97399999999999998]
[null,0.97499999999999998,-0.21600873402737394,-0.2928456267604429,0.97499999999999998]
[null,0.97599999999999998,-0.21592000448156404,-0.29258706067363899,0.97599999999999998]
[null,0.97699999999999998,-0.21583131138304099,-0.29232872288603146,0.97699999999999998]
[null,0.97799999999999998,-0.21574265471683346,-0.29207061319604499,0.97799999999999998]
[null,0.97899999999999998,-0.21565403446797621,-0.29181273140228237,0.97899999999999998]
[null,0.98,-0.21556545062151009,-0.29155507730352415,0.98]
[null,0.98099999999999998,-0.21547690316248219,-0.29129765069872848,0.98099999999999998]
[null,0.98199999999999998,-0.21538839207594571,-0.29104045138703122,0.98199999999999998]
[null,0.98299999999999998,-0.21529991734695994,-0.29078347916774538,0.98299999999999998]
[null,0.98399999999999999,-0.2152114789605904,-0.29052673384036126,0.98399999999999999]
[null,0.98499999999999999,-0.21512307690190868,-0.2902702152045461,0.98499999999999999]
[null,0.98599999999999999,-0.21503471115599249,-0.29001392306014406,0.98599999999999999]
[null,0.98699999999999999,-0.21494638170792571,-0.28975785720717623,0.98699999999999999]
[null,0.98799999999999999,-0.21485808854279836,-0.28950201744584003,0.98799999999999999]
[null,0.98899999999999999,-0.21476983164570654,-0.28924640357650933,0.98899999999999999]
[null,0.99,-0.21468161100175248,-0.28899101539973432,0.99]
[null,0.99099999999999999,-0.21459342659604455,-0.2887358527162413,0.99099999999999999]
[null,0.99199999999999999,-0.21450527841369724,-0.28848091532693237,0.99199999999999999]
[null,0.99299999999999999,-0.21441716643983105,-0.28822620303288571,0.99299999999999999]
[null,0.99399999999999999,-0.21432909065957281,-0.28797171563535484,0.99399999999999999]
[null,0.995,-0.2142410510580553,-0.28771745293576895,0.995]
[null,0.996,-0.21415304762041737,-0.28746341473573239,0.996]
[null,0.997,-0.21406508033180413,-0.28720960083702485,0.997]
[null,0.998,-0.21397714917736665,-0.28695601104160107,0.998]
[null,0.999,-0.21388925414226218,-0.28670264515159039,0.999]
[null,1,-0.21380139521165403,-0.28644950296929711,1]
[null,1.0010000000000001,-0.21371357237071159,-0.28619658429720002,1.0010000000000001]
[null,1.002,-0.21362578560461049,-0.2859438889379522,1.002]
[null,1.0030000000000001,-0.21353803489853215,-0.28569141669438114,1.0030000000000001]
[null,1.004,-0.21345032023766439,-0.28543916736948838,1.004]
[null,1.0050000000000001,-0.21336264160720092,-0.28518714076644924,1.0050000000000001]
[null,1.006,-0.21327499899234159,-0.28493533668861298,1.006]
[null,1.0070000000000001,-0.21318739237829235,-0.28468375493950265,1.0070000000000001]
[null,1.008,-0.21309982175026521,-0.28443239532281439,1.008]
[null,1.0090000000000001,-0.21301228709347825,-0.28418125764241781,1.0090000000000001]
[null,1.01,-0.2129247883931556,-0.28393034170235587,1.01]
[null,1.0110000000000001,-0.21283732563452748,-0.28367964730684447,1.0110000000000001]
[null,1.012,-0.21274989880283024,-0.28342917426027225,1.012]
[null,1.0130000000000001,-0.21266250788330618,-0.2831789223672006,1.0130000000000001]
[null,1.014,-0.21257515286120374,-0.28292889143236361,1.014]
[null,1.0150000000000001,-0.21248783372177737,-0.28267908126066765,1.0150000000000001]
[null,1.016,-0.21240055045028763,-0.28242949165719144,1.016]
[null,1.0170000000000001,-0.21231330303200108,-0.28218012242718565,1.0170000000000001]
[null,1.018,-0.2122260914521904,-0.28193097337607304,1.018]
[null,1.0190000000000001,-0.21213891569613427,-0.2816820443094481,1.0190000000000001]
[null,1.02,-0.2120517757491174,-0.28143333503307705,1.02]
[null,1.0210000000000001,-0.21196467159643056,-0.28118484535289756,1.0210000000000001]
[null,1.022,-0.21187760322337065,-0.28093657507501851,1.022]
[null,1.0230000000000001,-0.21179057061524045,-0.28068852400572031,1.0230000000000001]
[null,1.024,-0.21170357375734894,-0.28044069195145405,1.024]
[null,1.0249999999999999,-0.21161661263501097,-0.28019307871884191,1.0249999999999999]
[null,1.026,-0.21152968723354754,-0.27994568411467685,1.026]
[null,1.0269999999999999,-0.21144279753828563,-0.27969850794592233,1.0269999999999999]
[null,1.028,-0.2113559435345583,-0.27945155001971217,1.028]
[null,1.0289999999999999,-0.21126912520770455,-0.27920481014335058,1.0289999999999999]
[null,1.03,-0.21118234254306953,-0.27895828812431206,1.03]
[null,1.0309999999999999,-0.21109559552600424,-0.27871198377024081,1.0309999999999999]
[null,1.032,-0.21100888414186583,-0.27846589688895107,1.032]
[null,1.0329999999999999,-0.21092220837601744,-0.2782200272884266,1.0329999999999999]
[null,1.034,-0.21083556821382821,-0.27797437477682091,1.034]
[null,1.0349999999999999,-0.21074896364067319,-0.27772893916245672,1.0349999999999999]
[null,1.036,-0.21066239464193368,-0.27748372025382617,1.036]
[null,1.0369999999999999,-0.21057586120299673,-0.27723871785959026,1.0369999999999999]
[null,1.038,-0.21048936330925549,-0.27699393178857906,1.038]
[null,1.0389999999999999,-0.21040290094610919,-0.27674936184979154,1.0389999999999999]
[null,1.04,-0.21031647409896295,-0.27650500785239512,1.04]
[null,1.0409999999999999,-0.21023008275322794,-0.27626086960572577,1.0409999999999999]
[null,1.042,-0.21014372689432129,-0.27601694691928791,1.042]
[null,1.0429999999999999,-0.21005740650766613,-0.27577323960275391,1.0429999999999999]
[null,1.044,-0.20997112157869152,-0.27552974746596459,1.044]
[null,1.0449999999999999,-0.20988487209283274,-0.27528647031892828,1.0449999999999999]
[null,1.046,-0.20979865803553074,-0.27504340797182125,1.046]
[null,1.0469999999999999,-0.20971247939223261,-0.27480056023498733,1.0469999999999999]
[null,1.048,-0.20962633614839143,-0.27455792691893788,1.048]
[null,1.0489999999999999,-0.20954022828946625,-0.27431550783435132,1.0489999999999999]
[null,1.05,-0.20945415580092197,-0.27407330279207365,1.05]
[null,1.0509999999999999,-0.20936811866822966,-0.27383131160311758,1.0509999999999999]
[null,1.052,-0.20928211687686618,-0.27358953407866254,1.052]
[null,1.0529999999999999,-0.20919615041231449,-0.27334797003005512,1.0529999999999999]
[null,1.054,-0.20911021926006346,-0.27310661926880819,1.054]
[null,1.0549999999999999,-0.20902432340560781,-0.27286548160660112,1.0549999999999999]
[null,1.056,-0.20893846283444847,-0.27262455685527959,1.056]
[null,1.0569999999999999,-0.20885263753209204,-0.27238384482685518,1.0569999999999999]
[null,1.0580000000000001,-0.2087668474840513,-0.27214334533350576,1.0580000000000001]
[null,1.0589999999999999,-0.20868109267584489,-0.27190305818757482,1.0589999999999999]
[null,1.06,-0.20859537309299742,-0.27166298320157173,1.06]
[null,1.0609999999999999,-0.20850968872103937,-0.27142312018817127,1.0609999999999999]
[null,1.0620000000000001,-0.2084240395455072,-0.27118346896021361,1.0620000000000001]
[null,1.0629999999999999,-0.20833842555194343,-0.27094402933070427,1.0629999999999999]
[null,1.0640000000000001,-0.20825284672589636,-0.27070480111281381,1.0640000000000001]
[null,1.0649999999999999,-0.20816730305292031,-0.27046578411987765,1.0649999999999999]
[null,1.0660000000000001,-0.20808179451857547,-0.2702269781653962,1.0660000000000001]
[null,1.0669999999999999,-0.20799632110842803,-0.26998838306303458,1.0669999999999999]
[null,1.0680000000000001,-0.20791088280805009,-0.26974999862662219,1.0680000000000001]
[null,1.069,-0.2078254796030197,-0.26951182467015294,1.069]
[null,1.07,-0.2077401114789208,-0.26927386100778505,1.07]
[null,1.071,-0.20765477842134317,-0.26903610745384077,1.071]
[null,1.0720000000000001,-0.20756948041588263,-0.26879856382280604,1.0720000000000001]
[null,1.073,-0.20748421744814097,-0.26856122992933107,1.073]
[null,1.0740000000000001,-0.20739898950372568,-0.26832410558822939,1.0740000000000001]
[null,1.075,-0.20731379656825033,-0.26808719061447817,1.075]
[null,1.0760000000000001,-0.2072286386273344,-0.26785048482321794,1.0760000000000001]
[null,1.077,-0.20714351566660319,-0.26761398802975223,1.077]
[null,1.0780000000000001,-0.20705842767168797,-0.26737770004954814,1.0780000000000001]
[null,1.079,-0.20697337462822588,-0.26714162069823516,1.079]
[null,1.08,-0.20688835652185994,-0.26690574979160586,1.08]
[null,1.081,-0.20680337333823914,-0.26667008714561546,1.081]
[null,1.0820000000000001,-0.20671842506301832,-0.26643463257638161,1.0820000000000001]
[null,1.083,-0.20663351168185817,-0.26619938590018427,1.083]
[null,1.0840000000000001,-0.20654863318042541,-0.26596434693346577,1.0840000000000001]
[null,1.085,-0.20646378954439243,-0.26572951549283041,1.085]
[null,1.0860000000000001,-0.20637898075943772,-0.26549489139504429,1.0860000000000001]
[null,1.087,-0.20629420681124552,-0.26526047445703543,1.087]
[null,1.0880000000000001,-0.20620946768550602,-0.26502626449589373,1.0880000000000001]
[null,1.089,-0.20612476336791524,-0.26479226132887013,1.089]
[null,1.0900000000000001,-0.20604009384417507,-0.26455846477337719,1.0900000000000001]
[null,1.091,-0.20595545909999335,-0.26432487464698862,1.091]
[null,1.0920000000000001,-0.20587085912108369,-0.26409149076743926,1.0920000000000001]
[null,1.093,-0.20578629389316566,-0.26385831295262496,1.093]
[null,1.0940000000000001,-0.20570176340196461,-0.26362534102060198,1.0940000000000001]
[null,1.095,-0.20561726763321186,-0.26339257478958761,1.095]
[null,1.0960000000000001,-0.20553280657264447,-0.26316001407795969,1.0960000000000001]
[null,1.097,-0.20544838020600542,-0.26292765870425605,1.097]
[null,1.0980000000000001,-0.20536398851904358,-0.26269550848717499,1.0980000000000001]
[null,1.099,-0.20527963149751363,-0.2624635632455749,1.099]
[null,1.1000000000000001,-0.20519530912717607,-0.26223182279847396,1.1000000000000001]
[null,1.101,-0.2051110213937973,-0.26200028696505023,1.101]
[null,1.1020000000000001,-0.20502676828314964,-0.26176895556464158,1.1020000000000001]
[null,1.103,-0.20494254978101104,-0.26153782841674511,1.103]
[null,1.1040000000000001,-0.20485836587316547,-0.26130690534101753,1.1040000000000001]
[null,1.105,-0.20477421654540273,-0.26107618615727446,1.105]
[null,1.1060000000000001,-0.20469010178351837,-0.26084567068549108,1.1060000000000001]
[null,1.107,-0.20460602157331381,-0.26061535874580122,1.107]
[null,1.1080000000000001,-0.20452197590059637,-0.26038525015849762,1.1080000000000001]
[null,1.109,-0.20443796475117909,-0.26015534474403151,1.109]
[null,1.1100000000000001,-0.20435398811088096,-0.25992564232301285,1.1100000000000001]
[null,1.111,-0.20427004596552667,-0.25969614271620989,1.111]
[null,1.1120000000000001,-0.20418613830094678,-0.25946684574454942,1.1120000000000001]
[null,1.113,-0.20410226510297774,-0.25923775122911596,1.113]
[null,1.1140000000000001,-0.2040184263574617,-0.259008858991152,1.1140000000000001]
[null,1.115,-0.20393462205024671,-0.25878016885205812,1.115]
[null,1.1160000000000001,-0.20385085216718657,-0.2585516806333924,1.1160000000000001]
[null,1.117,-0.20376711669414099,-0.25832339415687061,1.117]
[null,1.1180000000000001,-0.20368341561697542,-0.25809530924436591,1.1180000000000001]
[null,1.119,-0.20359974892156107,-0.2578674257179086,1.119]
[null,1.1200000000000001,-0.20351611659377503,-0.25763974339968632,1.1200000000000001]
[null,1.121,-0.20343251861950015,-0.25741226211204354,1.121]
[null,1.1220000000000001,-0.20334895498462519,-0.25718498167748166,1.1220000000000001]
[null,1.123,-0.20326542567504449,-0.25695790191865875,1.123]
[null,1.1240000000000001,-0.20318193067665835,-0.25673102265838971,1.1240000000000001]
[null,1.125,-0.20309846997537281,-0.25650434371964548,1.125]
[null,1.1260000000000001,-0.20301504355709979,-0.2562778649255536,1.1260000000000001]
[null,1.127,-0.20293165140775676,-0.2560515860993976,1.127]
[null,1.1280000000000001,-0.20284829351326727,-0.25582550706461726,1.1280000000000001]
[null,1.129,-0.20276496985956044,-0.25559962764480798,1.129]
[null,1.1300000000000001,-0.2026816804325712,-0.25537394766372118,1.1300000000000001]
[null,1.131,-0.20259842521824045,-0.25514846694526372,1.131]
[null,1.1320000000000001,-0.20251520420251456,-0.25492318531349795,1.1320000000000001]
[null,1.133,-0.20243201737134592,-0.25469810259264175,1.133]
[null,1.1340000000000001,-0.20234886471069252,-0.2544732186070679,1.1340000000000001]
[null,1.135,-0.20226574620651827,-0.25424853318130441,1.135]
[null,1.1360000000000001,-0.20218266184479272,-0.25402404614003432,1.1360000000000001]
[null,1.137,-0.20209961161149123,-0.25379975730809545,1.137]
[null,1.1380000000000001,-0.20201659549259496,-0.25357566651048008,1.1380000000000001]
[null,1.139,-0.20193361347409081,-0.25335177357233507,1.139]
[null,1.1400000000000001,-0.20185066554197137,-0.25312807831896178,1.1400000000000001]
[null,1.141,-0.20176775168223504,-0.25290458057581583,1.141]
[null,1.1420000000000001,-0.20168487188088596,-0.25268128016850677,1.1420000000000001]
[null,1.143,-0.20160202612393405,-0.25245817692279832,1.143]
[null,1.1440000000000001,-0.2015192143973949,-0.25223527066460794,1.1440000000000001]
[null,1.145,-0.20143643668728997,-0.25201256122000687,1.145]
[null,1.1460000000000001,-0.20135369297964636,-0.25179004841521985,1.1460000000000001]
[null,1.147,-0.20127098326049692,-0.25156773207662508,1.147]
[null,1.1480000000000001,-0.20118830751588021,-0.25134561203075395,1.1480000000000001]
[null,1.149,-0.20110566573184066,-0.25112368810429131,1.149]
[null,1.1500000000000001,-0.20102305789442826,-0.25090196012407445,1.1500000000000001]
[null,1.151,-0.20094048398969885,-0.25068042791709438,1.151]
[null,1.1520000000000001,-0.20085794400371398,-0.25045909131049426,1.1520000000000001]
[null,1.153,-0.20077543792254088,-0.25023795013157002,1.153]
[null,1.1539999999999999,-0.20069296573225254,-0.25001700420777007,1.1539999999999999]
[null,1.155,-0.20061052741892763,-0.24979625336669528,1.155]
[null,1.1559999999999999,-0.20052812296865058,-0.24957569743609864,1.1559999999999999]
[null,1.157,-0.2004457523675115,-0.2493553362438852,1.157]
[null,1.1579999999999999,-0.20036341560160628,-0.24913516961811208,1.1579999999999999]
[null,1.159,-0.20028111265703641,-0.24891519738698814,1.159]
[null,1.1599999999999999,-0.20019884351990927,-0.24869541937887396,1.1599999999999999]
[null,1.161,-0.20011660817633772,-0.24847583542228155,1.161]
[null,1.1619999999999999,-0.20003440661244051,-0.24825644534587435,1.1619999999999999]
[null,1.163,-0.19995223881434199,-0.24803724897846738,1.163]
[null,1.1639999999999999,-0.19987010476817227,-0.24781824614902626,1.1639999999999999]
[null,1.165,-0.19978800446006709,-0.24759943668666817,1.165]
[null,1.1659999999999999,-0.19970593787616789,-0.2473808204206609,1.1659999999999999]
[null,1.167,-0.19962390500262192,-0.24716239718042302,1.167]
[null,1.1679999999999999,-0.19954190582558196,-0.24694416679552372,1.1679999999999999]
[null,1.169,-0.19945994033120659,-0.24672612909568262,1.169]
[null,1.17,-0.19937800850566004,-0.2465082839107697,1.17]
[null,1.171,-0.19929611033511221,-0.24629063107080537,1.171]
[null,1.1719999999999999,-0.19921424580573874,-0.24607317040595983,1.1719999999999999]
[null,1.173,-0.19913241490372083,-0.24585590174655331,1.173]
[null,1.1739999999999999,-0.19905061761524542,-0.24563882492305594,1.1739999999999999]
[null,1.175,-0.19896885392650518,-0.24542193976608753,1.175]
[null,1.1759999999999999,-0.19888712382369841,-0.24520524610641733,1.1759999999999999]
[null,1.177,-0.19880542729302905,-0.24498874377496405,1.177]
[null,1.1779999999999999,-0.19872376432070676,-0.24477243260279574,1.1779999999999999]
[null,1.179,-0.19864213489294677,-0.24455631242112971,1.179]
[null,1.18,-0.19856053899597007,-0.24434038306133207,1.18]
[null,1.181,-0.19847897661600331,-0.24412464435491787,1.181]
[null,1.1819999999999999,-0.19839744773927867,-0.24390909613355108,1.1819999999999999]
[null,1.1830000000000001,-0.1983159523520342,-0.24369373822904422,1.1830000000000001]
[null,1.1839999999999999,-0.19823449044051342,-0.24347857047335819,1.1839999999999999]
[null,1.1850000000000001,-0.19815306199096555,-0.24326359269860248,1.1850000000000001]
[null,1.1859999999999999,-0.19807166698964548,-0.24304880473703469,1.1859999999999999]
[null,1.1870000000000001,-0.19799030542281376,-0.24283420642106038,1.1870000000000001]
[null,1.1879999999999999,-0.19790897727673654,-0.24261979758323338,1.1879999999999999]
[null,1.1890000000000001,-0.19782768253768565,-0.24240557805625518,1.1890000000000001]
[null,1.19,-0.19774642119193853,-0.2421915476729751,1.19]
[null,1.1910000000000001,-0.19766519322577827,-0.24197770626638981,1.1910000000000001]
[null,1.1919999999999999,-0.19758399862549361,-0.24176405366964382,1.1919999999999999]
[null,1.1930000000000001,-0.19750283737737886,-0.24155058971602864,1.1930000000000001]
[null,1.194,-0.19742170946773405,-0.24133731423898308,1.194]
[null,1.1950000000000001,-0.19734061488286478,-0.24112422707209294,1.1950000000000001]
[null,1.196,-0.19725955360908226,-0.24091132804909113,1.196]
[null,1.1970000000000001,-0.19717852563270336,-0.2406986170038572,1.1970000000000001]
[null,1.198,-0.19709753094005059,-0.24048609377041746,1.198]
[null,1.1990000000000001,-0.19701656951745203,-0.24027375818294486,1.1990000000000001]
[null,1.2,-0.19693564135124147,-0.24006161007575846,1.2]
[null,1.2010000000000001,-0.19685474642775808,-0.23984964928332395,1.2010000000000001]
[null,1.202,-0.19677388473334692,-0.23963787564025288,1.202]
[null,1.2030000000000001,-0.19669305625435851,-0.23942628898130303,1.2030000000000001]
[null,1.204,-0.19661226097714904,-0.23921488914137812,1.204]
[null,1.2050000000000001,-0.19653149888808022,-0.23900367595552738,1.2050000000000001]
[null,1.206,-0.19645076997351943,-0.23879264925894597,1.206]
[null,1.2070000000000001,-0.19637007421983965,-0.23858180888697439,1.2070000000000001]
[null,1.208,-0.19628941161341937,-0.23837115467509851,1.208]
[null,1.2090000000000001,-0.19620878214064286,-0.23816068645894964,1.2090000000000001]
[null,1.21,-0.19612818578789976,-0.23795040407430412,1.21]
[null,1.2110000000000001,-0.19604762254158548,-0.23774030735708307,1.2110000000000001]
[null,1.212,-0.19596709238810092,-0.23753039614335281,1.212]
[null,1.2130000000000001,-0.19588659531385261,-0.23732067026932427,1.2130000000000001]
[null,1.214,-0.19580613130525262,-0.23711112957135297,1.214]
[null,1.2150000000000001,-0.19572570034871867,-0.23690177388593903,1.2150000000000001]
[null,1.216,-0.19564530243067402,-0.23669260304972675,1.216]
[null,1.2170000000000001,-0.19556493753754742,-0.23648361689950484,1.2170000000000001]
[null,1.218,-0.19548460565577336,-0.2362748152722059,1.218]
[null,1.2190000000000001,-0.1954043067717918,-0.23606619800490691,1.2190000000000001]
[null,1.22,-0.1953240408720483,-0.23585776493482813,1.22]
[null,1.2210000000000001,-0.19524380794299398,-0.23564951589933411,1.2210000000000001]
[null,1.222,-0.19516360797108551,-0.23544145073593264,1.222]
[null,1.2230000000000001,-0.19508344094278515,-0.23523356928227507,1.2230000000000001]
[null,1.224,-0.19500330684456069,-0.2350258713761561,1.224]
[null,1.2250000000000001,-0.19492320566288554,-0.23481835685551375,1.2250000000000001]
[null,1.226,-0.19484313738423856,-0.23461102555842892,1.226]
[null,1.2270000000000001,-0.19476310199510427,-0.23440387732312565,1.2270000000000001]
[null,1.228,-0.19468309948197271,-0.23419691198797088,1.228]
[null,1.2290000000000001,-0.19460312983133946,-0.23399012939147393,1.2290000000000001]
[null,1.23,-0.19452319302970561,-0.23378352937228702,1.23]
[null,1.2310000000000001,-0.19444328906357786,-0.23357711176920484,1.2310000000000001]
[null,1.232,-0.19436341791946843,-0.23337087642116422,1.232]
[null,1.2330000000000001,-0.19428357958389506,-0.23316482316724427,1.2330000000000001]
[null,1.234,-0.19420377404338104,-0.23295895184666632,1.234]
[null,1.2350000000000001,-0.19412400128445523,-0.23275326229879331,1.2350000000000001]
[null,1.236,-0.19404426129365193,-0.23254775436313038,1.236]
[null,1.2370000000000001,-0.19396455405751109,-0.23234242787932433,1.2370000000000001]
[null,1.238,-0.19388487956257808,-0.23213728268716333,1.238]
[null,1.2390000000000001,-0.1938052377954039,-0.23193231862657721,1.2390000000000001]
[null,1.24,-0.19372562874254504,-0.231727535537637,1.24]
[null,1.2410000000000001,-0.19364605239056337,-0.23152293326055506,1.2410000000000001]
[null,1.242,-0.19356650872602657,-0.23131851163568476,1.242]
[null,1.2430000000000001,-0.19348699773550754,-0.23111427050352037,1.2430000000000001]
[null,1.244,-0.19340751940558493,-0.23091020970469706,1.244]
[null,1.2450000000000001,-0.19332807372284275,-0.23070632907999089,1.2450000000000001]
[null,1.246,-0.19324866067387059,-0.23050262847031808,1.246]
[null,1.2470000000000001,-0.19316928024526353,-0.23029910771673576,1.2470000000000001]
[null,1.248,-0.1930899324236221,-0.23009576666044104,1.248]
[null,1.2490000000000001,-0.19301061719555249,-0.22989260514277149,1.2490000000000001]
[null,1.25,-0.19293133454766617,-0.22968962300520471,1.25]
[null,1.2510000000000001,-0.19285208446658036,-0.22948682008935814,1.2510000000000001]
[null,1.252,-0.1927728669389176,-0.22928419623698926,1.252]
[null,1.2530000000000001,-0.1926936819513059,-0.22908175128999522,1.2530000000000001]
[null,1.254,-0.19261452949037897,-0.22887948509041253,1.254]
[null,1.2550000000000001,-0.19253540954277579,-0.22867739748041743,1.2550000000000001]
[null,1.256,-0.19245632209514096,-0.22847548830232556,1.256]
[null,1.2570000000000001,-0.19237726713412448,-0.22827375739859157,1.2570000000000001]
[null,1.258,-0.19229824464638196,-0.22807220461180927,1.258]
[null,1.2590000000000001,-0.19221925461857431,-0.22787082978471149,1.2590000000000001]
[null,1.26,-0.19214029703736804,-0.22766963276016999,1.26]
[null,1.2610000000000001,-0.19206137188943515,-0.22746861338119517,1.2610000000000001]
[null,1.262,-0.19198247916145306,-0.22726777149093599,1.262]
[null,1.2630000000000001,-0.19190361884010468,-0.22706710693268015,1.2630000000000001]
[null,1.264,-0.19182479091207838,-0.22686661954985335,1.264]
[null,1.2650000000000001,-0.191745995364068,-0.22666630918601979,1.2650000000000001]
[null,1.266,-0.19166723218277287,-0.22646617568488184,1.266]
[null,1.2670000000000001,-0.19158850135489786,-0.22626621889027967,1.2670000000000001]
[null,1.268,-0.19150980286715302,-0.22606643864619141,1.268]
[null,1.2690000000000001,-0.19143113670625422,-0.22586683479673303,1.2690000000000001]
[null,1.27,-0.1913525028589225,-0.22566740718615802,1.27]
[null,1.2710000000000001,-0.19127390131188457,-0.22546815565885744,1.2710000000000001]
[null,1.272,-0.19119533205187242,-0.22526908005935972,1.272]
[null,1.2730000000000001,-0.19111679506562354,-0.22507018023233072,1.2730000000000001]
[null,1.274,-0.19103829033988096,-0.22487145602257311,1.274]
[null,1.2750000000000001,-0.19095981786139307,-0.22467290727502703,1.2750000000000001]
[null,1.276,-0.19088137761691371,-0.22447453383476909,1.276]
[null,1.2770000000000001,-0.19080296959320217,-0.22427633554701307,1.2770000000000001]
[null,1.278,-0.19072459377702314,-0.22407831225710897,1.278]
[null,1.2790000000000001,-0.19064625015514686,-0.2238804638105438,1.2790000000000001]
[null,1.28,-0.19056793871434891,-0.22368279005294078,1.28]
[null,1.2809999999999999,-0.19048965944141025,-0.22348529083005955,1.2809999999999999]
[null,1.282,-0.19041141232311748,-0.22328796598779577,1.282]
[null,1.2829999999999999,-0.19033319734626236,-0.22309081537218112,1.2829999999999999]
[null,1.284,-0.19025501449764221,-0.22289383882938346,1.284]
[null,1.2849999999999999,-0.19017686376405984,-0.22269703620570649,1.2849999999999999]
[null,1.286,-0.19009874513232344,-0.22250040734758905,1.286]
[null,1.2869999999999999,-0.19002065858924647,-0.22230395210160658,1.2869999999999999]
[null,1.288,-0.18994260412164804,-0.22210767031446904,1.288]
[null,1.2889999999999999,-0.18986458171635248,-0.2219115618330221,1.2889999999999999]
[null,1.29,-0.18978659136018963,-0.22171562650424687,1.29]
[null,1.2909999999999999,-0.18970863303999472,-0.22151986417525921,1.2909999999999999]
[null,1.292,-0.18963070674260843,-0.22132427469331015,1.292]
[null,1.2929999999999999,-0.18955281245487671,-0.22112885790578546,1.2929999999999999]
[null,1.294,-0.18947495016365115,-0.22093361366020597,1.294]
[null,1.2949999999999999,-0.18939711985578844,-0.2207385418042267,1.2949999999999999]
[null,1.296,-0.18931932151815095,-0.22054364218563749,1.296]
[null,1.2969999999999999,-0.18924155513760627,-0.22034891465236264,1.2969999999999999]
[null,1.298,-0.18916382070102744,-0.2201543590524602,1.298]
[null,1.2989999999999999,-0.18908611819529295,-0.2199599752341232,1.2989999999999999]
[null,1.3,-0.18900844760728652,-0.21976576304567785,1.3]
[null,1.3009999999999999,-0.18893080892389741,-0.21957172233558506,1.3009999999999999]
[null,1.302,-0.1888532021320202,-0.21937785295243875,1.302]
[null,1.3029999999999999,-0.1887756272185549,-0.21918415474496722,1.3029999999999999]
[null,1.304,-0.18869808417040687,-0.21899062756203211,1.304]
[null,1.3049999999999999,-0.18862057297448681,-0.21879727125262838,1.3049999999999999]
[null,1.306,-0.18854309361771079,-0.21860408566588416,1.306]
[null,1.3069999999999999,-0.18846564608700045,-0.21841107065106125,1.3069999999999999]
[null,1.3080000000000001,-0.18838823036928248,-0.21821822605755442,1.3080000000000001]
[null,1.3089999999999999,-0.18831084645148924,-0.2180255517348911,1.3089999999999999]
[null,1.31,-0.18823349432055828,-0.2178330475327318,1.31]
[null,1.3109999999999999,-0.18815617396343254,-0.21764071330086981,1.3109999999999999]
[null,1.3120000000000001,-0.18807888536706036,-0.21744854888923112,1.3120000000000001]
[null,1.3129999999999999,-0.18800162851839544,-0.2172565541478737,1.3129999999999999]
[null,1.3140000000000001,-0.18792440340439681,-0.21706472892698875,1.3140000000000001]
[null,1.3149999999999999,-0.18784721001202889,-0.21687307307689907,1.3149999999999999]
[null,1.3160000000000001,-0.18777004832826144,-0.21668158644806007,1.3160000000000001]
[null,1.3169999999999999,-0.18769291834006957,-0.21649026889105863,1.3169999999999999]
[null,1.3180000000000001,-0.18761582003443372,-0.21629912025661419,1.3180000000000001]
[null,1.319,-0.18753875339833972,-0.21610814039557769,1.319]
[null,1.32,-0.18746171841877876,-0.21591732915893147,1.32]
[null,1.321,-0.18738471508274726,-0.21572668639779008,1.321]
[null,1.3220000000000001,-0.18730774337724715,-0.21553621196339923,1.3220000000000001]
[null,1.323,-0.18723080328928554,-0.21534590570713574,1.323]
[null,1.3240000000000001,-0.18715389480587494,-0.21515576748050796,1.3240000000000001]
[null,1.325,-0.18707701791403325,-0.21496579713515512,1.325]
[null,1.3260000000000001,-0.18700017260078364,-0.21477599452284776,1.3260000000000001]
[null,1.327,-0.18692335885315461,-0.21458635949548693,1.327]
[null,1.3280000000000001,-0.18684657665818002,-0.21439689190510486,1.3280000000000001]
[null,1.329,-0.18676982600289904,-0.21420759160386399,1.329]
[null,1.33,-0.18669310687435611,-0.21401845844405756,1.33]
[null,1.331,-0.18661641925960112,-0.21382949227810924,1.331]
[null,1.3320000000000001,-0.18653976314568921,-0.21364069295857263,1.3320000000000001]
[null,1.333,-0.18646313851968074,-0.21345206033813208,1.333]
[null,1.3340000000000001,-0.18638654536864158,-0.21326359426960173,1.3340000000000001]
[null,1.335,-0.18630998367964272,-0.21307529460592553,1.335]
[null,1.3360000000000001,-0.18623345343976061,-0.21288716120017759,1.3360000000000001]
[null,1.337,-0.18615695463607693,-0.21269919390556158,1.337]
[null,1.3380000000000001,-0.18608048725567869,-0.21251139257541057,1.3380000000000001]
[null,1.339,-0.18600405128565817,-0.21232375706318757,1.339]
[null,1.34,-0.18592764671311302,-0.21213628722248465,1.34]
[null,1.341,-0.18585127352514613,-0.21194898290702324,1.341]
[null,1.3420000000000001,-0.18577493170886572,-0.21176184397065392,1.3420000000000001]
[null,1.343,-0.18569862125138531,-0.2115748702673565,1.343]
[null,1.3440000000000001,-0.18562234213982365,-0.21138806165123938,1.3440000000000001]
[null,1.345,-0.1855460943613049,-0.21120141797653996,1.345]
[null,1.3460000000000001,-0.18546987790295835,-0.21101493909762434,1.3460000000000001]
[null,1.347,-0.18539369275191872,-0.21082862486898712,1.347]
[null,1.3480000000000001,-0.18531753889532598,-0.21064247514525158,1.3480000000000001]
[null,1.349,-0.18524141632032531,-0.21045648978116924,1.349]
[null,1.35,-0.18516532501406729,-0.21027066863161958,1.35]
[null,1.351,-0.18508926496370764,-0.21008501155161069,1.351]
[null,1.3520000000000001,-0.18501323615640747,-0.20989951839627835,1.3520000000000001]
[null,1.353,-0.18493723857933311,-0.20971418902088657,1.353]
[null,1.3540000000000001,-0.18486127221965618,-0.2095290232808267,1.3540000000000001]
[null,1.355,-0.18478533706455352,-0.20934402103161814,1.355]
[null,1.3560000000000001,-0.18470943310120735,-0.20915918212890777,1.3560000000000001]
[null,1.357,-0.18463356031680503,-0.20897450642846993,1.357]
[null,1.3580000000000001,-0.18455771869853926,-0.20878999378620602,1.3580000000000001]
[null,1.359,-0.18448190823360794,-0.20860564405814519,1.359]
[null,1.36,-0.18440612890921437,-0.20842145710044321,1.36]
[null,1.361,-0.18433038071256688,-0.20823743276938328,1.361]
[null,1.3620000000000001,-0.18425466363087922,-0.20805357092137516,1.3620000000000001]
[null,1.363,-0.1841789776513704,-0.2078698714129556,1.363]
[null,1.3640000000000001,-0.18410332276126457,-0.20768633410078785,1.3640000000000001]
[null,1.365,-0.1840276989477912,-0.20750295884166192,1.365]
[null,1.3660000000000001,-0.183952106198185,-0.20731974549249407,1.3660000000000001]
[null,1.367,-0.18387654449968593,-0.20713669391032702,1.367]
[null,1.3680000000000001,-0.18380101383953917,-0.20695380395232987,1.3680000000000001]
[null,1.369,-0.18372551420499514,-0.20677107547579737,1.369]
[null,1.37,-0.18365004558330952,-0.20658850833815068,1.37]
[null,1.371,-0.18357460796174319,-0.20640610239693655,1.371]
[null,1.3720000000000001,-0.18349920132756228,-0.20622385750982786,1.3720000000000001]
[null,1.373,-0.18342382566803822,-0.20604177353462289,1.373]
[null,1.3740000000000001,-0.18334848097044748,-0.20585985032924556,1.3740000000000001]
[null,1.375,-0.18327316722207199,-0.20567808775174529,1.375]
[null,1.3760000000000001,-0.18319788441019877,-0.20549648566029666,1.3760000000000001]
[null,1.377,-0.18312263252212002,-0.20531504391319966,1.377]
[null,1.3780000000000001,-0.18304741154513329,-0.20513376236887923,1.3780000000000001]
[null,1.379,-0.1829722214665413,-0.20495264088588561,1.379]
[null,1.3800000000000001,-0.18289706227365193,-0.20477167932289325,1.3800000000000001]
[null,1.381,-0.18282193395377824,-0.20459087753870248,1.381]
[null,1.3820000000000001,-0.1827468364942387,-0.20441023539223724,1.3820000000000001]
[null,1.383,-0.18267176988235681,-0.20422975274254654,1.383]
[null,1.3840000000000001,-0.18259673410546134,-0.20404942944880394,1.3840000000000001]
[null,1.385,-0.18252172915088621,-0.20386926537030714,1.385]
[null,1.3860000000000001,-0.18244675500597063,-0.20368926036647775,1.3860000000000001]
[null,1.387,-0.18237181165805896,-0.20350941429686237,1.387]
[null,1.3880000000000001,-0.18229689909450075,-0.20332972702113072,1.3880000000000001]
[null,1.389,-0.18222201730265081,-0.20315019839907703,1.389]
[null,1.3900000000000001,-0.18214716626986902,-0.20297082829061891,1.3900000000000001]
[null,1.391,-0.18207234598352059,-0.20279161655579808,1.391]
[null,1.3920000000000001,-0.18199755643097584,-0.2026125630547794,1.3920000000000001]
[null,1.393,-0.1819227975996103,-0.20243366764785153,1.393]
[null,1.3940000000000001,-0.18184806947680468,-0.20225493019542617,1.3940000000000001]
[null,1.395,-0.1817733720499449,-0.20207635055803852,1.395]
[null,1.3960000000000001,-0.18169870530642201,-0.20189792859634703,1.3960000000000001]
[null,1.397,-0.18162406923363225,-0.20171966417113271,1.397]
[null,1.3980000000000001,-0.1815494638189771,-0.20154155714329988,1.3980000000000001]
[null,1.399,-0.18147488904986311,-0.20136360737387562,1.399]
[null,1.4000000000000001,-0.18140034491370213,-0.20118581472400979,1.4000000000000001]
[null,1.401,-0.18132583139791109,-0.20100817905497448,1.401]
[null,1.4020000000000001,-0.18125134848991206,-0.20083070022816463,1.4020000000000001]
[null,1.403,-0.18117689617713242,-0.20065337810509756,1.403]
[null,1.4040000000000001,-0.1811024744470045,-0.20047621254741249,1.4040000000000001]
[null,1.405,-0.1810280832869661,-0.20029920341687141,1.405]
[null,1.4060000000000001,-0.18095372268445981,-0.20012235057535774,1.4060000000000001]
[null,1.407,-0.18087939262693367,-0.19994565388487712,1.407]
[null,1.4079999999999999,-0.18080509310184073,-0.19976911320755736,1.4079999999999999]
[null,1.409,-0.18073082409663924,-0.19959272840564712,1.409]
[null,1.41,-0.18065658559879261,-0.19941649934151789,1.41]
[null,1.411,-0.18058237759576931,-0.19924042587766155,1.411]
[null,1.4119999999999999,-0.18050820007504315,-0.19906450787669225,1.4119999999999999]
[null,1.413,-0.18043405302409291,-0.19888874520134467,1.413]
[null,1.4139999999999999,-0.18035993643040257,-0.19871313771447544,1.4139999999999999]
[null,1.415,-0.1802858502814613,-0.19853768527906182,1.415]
[null,1.4159999999999999,-0.18021179456476324,-0.19836238775820209,1.4159999999999999]
[null,1.417,-0.18013776926780792,-0.19818724501511559,1.417]
[null,1.4179999999999999,-0.18006377437809984,-0.1980122569131422,1.4179999999999999]
[null,1.419,-0.17998980988314858,-0.19783742331574264,1.419]
[null,1.42,-0.17991587577046905,-0.19766274408649812,1.42]
[null,1.421,-0.17984197202758112,-0.19748821908911035,1.421]
[null,1.4219999999999999,-0.17976809864200985,-0.19731384818740144,1.4219999999999999]
[null,1.423,-0.17969425560128541,-0.19713963124531358,1.423]
[null,1.4239999999999999,-0.1796204428929431,-0.19696556812690902,1.4239999999999999]
[null,1.425,-0.17954666050452334,-0.19679165869637022,1.425]
[null,1.4259999999999999,-0.17947290842357166,-0.19661790281799946,1.4259999999999999]
[null,1.427,-0.17939918663763874,-0.1964443003562191,1.427]
[null,1.4279999999999999,-0.17932549513428037,-0.19627085117557089,1.4279999999999999]
[null,1.429,-0.17925183390105731,-0.19609755514071611,1.429]
[null,1.43,-0.17917820292553563,-0.19592441211643596,1.43]
[null,1.431,-0.17910460219528643,-0.1957514219676304,1.431]
[null,1.4319999999999999,-0.17903103169788592,-0.19557858455931956,1.4319999999999999]
[null,1.4330000000000001,-0.17895749142091535,-0.19540589975664174,1.4330000000000001]
[null,1.4339999999999999,-0.17888398135196115,-0.19523336742485517,1.4339999999999999]
[null,1.4350000000000001,-0.17881050147861485,-0.19506098742933656,1.4350000000000001]
[null,1.4359999999999999,-0.17873705178847299,-0.19488875963558172,1.4359999999999999]
[null,1.4370000000000001,-0.17866363226913731,-0.1947166839092051,1.4370000000000001]
[null,1.4379999999999999,-0.1785902429082146,-0.19454476011593974,1.4379999999999999]
[null,1.4390000000000001,-0.17851688369331675,-0.19437298812163739,1.4390000000000001]
[null,1.44,-0.17844355461206068,-0.19420136779226801,1.44]
[null,1.4410000000000001,-0.17837025565206854,-0.19402989899392026,1.4410000000000001]
[null,1.4419999999999999,-0.17829698680096734,-0.19385858159280067,1.4419999999999999]
[null,1.4430000000000001,-0.17822374804638938,-0.19368741545523424,1.4430000000000001]
[null,1.444,-0.17815053937597194,-0.19351640044766383,1.444]
[null,1.4450000000000001,-0.17807736077735742,-0.19334553643665001,1.4450000000000001]
[null,1.446,-0.17800421223819324,-0.19317482328887153,1.446]
[null,1.4470000000000001,-0.17793109374613197,-0.19300426087112477,1.4470000000000001]
[null,1.448,-0.17785800528883117,-0.19283384905032352,1.448]
[null,1.4490000000000001,-0.17778494685395357,-0.19266358769349928,1.4490000000000001]
[null,1.45,-0.17771191842916684,-0.19249347666780081,1.45]
[null,1.4510000000000001,-0.17763892000214387,-0.19232351584049442,1.4510000000000001]
[null,1.452,-0.17756595156056246,-0.19215370507896334,1.452]
[null,1.4530000000000001,-0.17749301309210552,-0.19198404425070809,1.4530000000000001]
[null,1.454,-0.17742010458446111,-0.19181453322334585,1.454]
[null,1.4550000000000001,-0.17734722602532224,-0.19164517186461119,1.4550000000000001]
[null,1.456,-0.17727437740238702,-0.19147596004235495,1.456]
[null,1.4570000000000001,-0.1772015587033586,-0.19130689762454506,1.4570000000000001]
[null,1.458,-0.17712876991594517,-0.19113798447926583,1.458]
[null,1.4590000000000001,-0.17705601102786003,-0.19096922047471804,1.4590000000000001]
[null,1.46,-0.17698328202682148,-0.19080060547921887,1.46]
[null,1.4610000000000001,-0.17691058290055284,-0.19063213936120182,1.4610000000000001]
[null,1.462,-0.17683791363678247,-0.19046382198921663,1.462]
[null,1.4630000000000001,-0.17676527422324387,-0.19029565323192899,1.4630000000000001]
[null,1.464,-0.1766926646476755,-0.19012763295812016,1.464]
[null,1.4650000000000001,-0.17662008489782083,-0.18995976103668807,1.4650000000000001]
[null,1.466,-0.17654753496142836,-0.18979203733664585,1.466]
[null,1.4670000000000001,-0.1764750148262518,-0.18962446172712241,1.4670000000000001]
[null,1.468,-0.17640252448004967,-0.18945703407736209,1.468]
[null,1.4690000000000001,-0.17633006391058559,-0.18928975425672506,1.4690000000000001]
[null,1.47,-0.17625763310562825,-0.18912262213468617,1.47]
[null,1.4710000000000001,-0.17618523205295131,-0.18895563758083631,1.4710000000000001]
[null,1.472,-0.17611286074033353,-0.18878880046488117,1.472]
[null,1.4730000000000001,-0.17604051915555854,-0.18862211065664131,1.4730000000000001]
[null,1.474,-0.17596820728641516,-0.18845556802605223,1.474]
[null,1.4750000000000001,-0.1758959251206971,-0.18828917244316459,1.4750000000000001]
[null,1.476,-0.17582367264620322,-0.18812292377814346,1.476]
[null,1.4770000000000001,-0.17575144985073723,-0.18795682190126897,1.4770000000000001]
[null,1.478,-0.17567925672210791,-0.18779086668293521,1.478]
[null,1.4790000000000001,-0.17560709324812912,-0.18762505799365109,1.4790000000000001]
[null,1.48,-0.17553495941661962,-0.18745939570403994,1.48]
[null,1.4810000000000001,-0.17546285521540331,-0.18729387968483888,1.4810000000000001]
[null,1.482,-0.1753907806323089,-0.1871285098068996,1.482]
[null,1.4830000000000001,-0.17531873565517023,-0.18696328594118752,1.4830000000000001]
[null,1.484,-0.17524672027182614,-0.18679820795878224,1.484]
[null,1.4850000000000001,-0.17517473447012047,-0.1866332757308771,1.4850000000000001]
[null,1.486,-0.17510277823790191,-0.186468489128779,1.486]
[null,1.4870000000000001,-0.17503085156302434,-0.1863038480239087,1.4870000000000001]
[null,1.488,-0.1749589544333465,-0.18613935228780051,1.488]
[null,1.4890000000000001,-0.17488708683673218,-0.18597500179210186,1.4890000000000001]
[null,1.49,-0.17481524876105015,-0.18581079640857368,1.49]
[null,1.4910000000000001,-0.17474344019417409,-0.18564673600909026,1.4910000000000001]
[null,1.492,-0.17467166112398277,-0.18548282046563905,1.492]
[null,1.4930000000000001,-0.17459991153835985,-0.18531904965031989,1.4930000000000001]
[null,1.494,-0.17452819142519399,-0.18515542343534663,1.494]
[null,1.4950000000000001,-0.17445650077237895,-0.18499194169304509,1.4950000000000001]
[null,1.496,-0.1743848395678132,-0.18482860429585399,1.496]
[null,1.4970000000000001,-0.1743132077994004,-0.18466541111632498,1.4970000000000001]
[null,1.498,-0.17424160545504913,-0.18450236202712189,1.498]
[null,1.4990000000000001,-0.17417003252267291,-0.18433945690102119,1.4990000000000001]
[null,1.5,-0.1740984889901902,-0.18417669561091171,1.5]
[null,1.5010000000000001,-0.17402697484552448,-0.18401407802979444,1.5010000000000001]
[null,1.502,-0.17395549007660416,-0.18385160403078224,1.502]
[null,1.5030000000000001,-0.17388403467136263,-0.18368927348710037,1.5030000000000001]
[null,1.504,-0.1738126086177382,-0.18352708627208608,1.504]
[null,1.5050000000000001,-0.17374121190367414,-0.18336504225918798,1.5050000000000001]
[null,1.506,-0.1736698445171187,-0.18320314132196702,1.506]
[null,1.5070000000000001,-0.17359850644602512,-0.18304138333409531,1.5070000000000001]
[null,1.508,-0.17352719767835148,-0.1828797681693568,1.508]
[null,1.5090000000000001,-0.17345591820206085,-0.18271829570164655,1.5090000000000001]
[null,1.51,-0.17338466800512131,-0.18255696580497127,1.51]
[null,1.5110000000000001,-0.17331344707550581,-0.18239577835344886,1.5110000000000001]
[null,1.512,-0.17324225540119226,-0.18223473322130837,1.512]
[null,1.5130000000000001,-0.1731710929701635,-0.18207383028288976,1.5130000000000001]
[null,1.514,-0.17309995977040732,-0.18191306941264412,1.514]
[null,1.5150000000000001,-0.17302885578991647,-0.18175245048513311,1.5150000000000001]
[null,1.516,-0.17295778101668849,-0.18159197337502961,1.516]
[null,1.5170000000000001,-0.17288673543872612,-0.1814316379571167,1.5170000000000001]
[null,1.518,-0.17281571904403675,-0.18127144410628832,1.518]
[null,1.5190000000000001,-0.17274473182063285,-0.18111139169754878,1.5190000000000001]
[null,1.52,-0.17267377375653181,-0.18095148060601263,1.52]
[null,1.5210000000000001,-0.17260284483975588,-0.18079171070690483,1.5210000000000001]
[null,1.522,-0.17253194505833228,-0.18063208187556054,1.522]
[null,1.5230000000000001,-0.17246107440029307,-0.18047259398742482,1.5230000000000001]
[null,1.524,-0.17239023285367541,-0.18031324691805284,1.524]
[null,1.5250000000000001,-0.17231942040652115,-0.18015404054310957,1.5250000000000001]
[null,1.526,-0.17224863704687715,-0.1799949747383699,1.526]
[null,1.5270000000000001,-0.17217788276279525,-0.17983604937971823,1.5270000000000001]
[null,1.528,-0.17210715754233208,-0.17967726434314862,1.528]
[null,1.5290000000000001,-0.17203646137354922,-0.17951861950476478,1.5290000000000001]
[null,1.53,-0.17196579424451319,-0.17936011474077948,1.53]
[null,1.5310000000000001,-0.17189515614329542,-0.179201749927515,1.5310000000000001]
[null,1.532,-0.17182454705797209,-0.17904352494140297,1.532]
[null,1.5330000000000001,-0.17175396697662448,-0.17888543965898362,1.5330000000000001]
[null,1.534,-0.17168341588733865,-0.17872749395690685,1.534]
[null,1.5350000000000001,-0.17161289377820554,-0.17856968771193085,1.5350000000000001]
[null,1.536,-0.1715424006373211,-0.17841202080092297,1.536]
[null,1.5369999999999999,-0.17147193645278602,-0.17825449310085933,1.5369999999999999]
[null,1.538,-0.17140150121270598,-0.1780971044888246,1.538]
[null,1.5389999999999999,-0.17133109490519152,-0.17793985484201166,1.5389999999999999]
[null,1.54,-0.17126071751835803,-0.17778274403772226,1.54]
[null,1.5409999999999999,-0.17119036904032583,-0.17762577195336635,1.5409999999999999]
[null,1.542,-0.17112004945922013,-0.17746893846646214,1.542]
[null,1.5429999999999999,-0.17104975876317094,-0.17731224345463581,1.5429999999999999]
[null,1.544,-0.17097949694031325,-0.17715568679562183,1.544]
[null,1.5449999999999999,-0.17090926397878681,-0.17699926836726246,1.5449999999999999]
[null,1.546,-0.17083905986673631,-0.17684298804750775,1.546]
[null,1.5469999999999999,-0.17076888459231132,-0.17668684571441576,1.5469999999999999]
[null,1.548,-0.17069873814366621,-0.17653084124615206,1.548]
[null,1.5489999999999999,-0.17062862050896033,-0.17637497452098999,1.5489999999999999]
[null,1.55,-0.17055853167635779,-0.17621924541730982,1.55]
[null,1.5509999999999999,-0.17048847163402758,-0.17606365381359995,1.5509999999999999]
[null,1.552,-0.17041844037014361,-0.17590819958845555,1.552]
[null,1.5529999999999999,-0.17034843787288456,-0.17575288262057912,1.5529999999999999]
[null,1.554,-0.1702784641304341,-0.17559770278878029,1.554]
[null,1.5549999999999999,-0.17020851913098053,-0.17544265997197567,1.5549999999999999]
[null,1.556,-0.17013860286271726,-0.17528775404918875,1.556]
[null,1.5569999999999999,-0.17006871531384238,-0.17513298489955006,1.5569999999999999]
[null,1.5580000000000001,-0.16999885647255886,-0.17497835240229642,1.5580000000000001]
[null,1.5589999999999999,-0.16992902632707454,-0.1748238564367717,1.5589999999999999]
[null,1.56,-0.16985922486560207,-0.174669496882426,1.56]
[null,1.5609999999999999,-0.16978945207635904,-0.17451527361881608,1.5609999999999999]
[null,1.5620000000000001,-0.16971970794756774,-0.17436118652560489,1.5620000000000001]
[null,1.5629999999999999,-0.16964999246745541,-0.17420723548256167,1.5629999999999999]
[null,1.5640000000000001,-0.16958030562425402,-0.17405342036956195,1.5640000000000001]
[null,1.5649999999999999,-0.16951064740620048,-0.17389974106658701,1.5649999999999999]
[null,1.5660000000000001,-0.16944101780153648,-0.17374619745372444,1.5660000000000001]
[null,1.5669999999999999,-0.16937141679850853,-0.17359278941116749,1.5669999999999999]
[null,1.5680000000000001,-0.16930184438536802,-0.17343951681921543,1.5680000000000001]
[null,1.569,-0.16923230055037108,-0.17328637955827281,1.569]
[null,1.57,-0.16916278528177875,-0.17313337750885027,1.57]
[null,1.571,-0.16909329856785685,-0.17298051055156344,1.571]
[null,1.5720000000000001,-0.16902384039687604,-0.17282777856713388,1.5720000000000001]
[null,1.573,-0.16895441075711173,-0.17267518143638794,1.573]
[null,1.5740000000000001,-0.16888500963684427,-0.17252271904025768,1.5740000000000001]
[null,1.575,-0.16881563702435864,-0.1723703912597801,1.575]
[null,1.5760000000000001,-0.16874629290794493,-0.17221819797609694,1.5760000000000001]
[null,1.577,-0.16867697727589767,-0.17206613907045548,1.577]
[null,1.5780000000000001,-0.1686076901165165,-0.17191421442420723,1.5780000000000001]
[null,1.579,-0.16853843141810571,-0.17176242391880908,1.579]
[null,1.58,-0.16846920116897446,-0.17161076743582199,1.58]
[null,1.581,-0.16839999935743666,-0.17145924485691183,1.581]
[null,1.5820000000000001,-0.16833082597181104,-0.17130785606384902,1.5820000000000001]
[null,1.583,-0.16826168100042116,-0.17115660093850804,1.583]
[null,1.5840000000000001,-0.16819256443159533,-0.17100547936286803,1.5840000000000001]
[null,1.585,-0.16812347625366669,-0.17085449121901208,1.585]
[null,1.5860000000000001,-0.16805441645497315,-0.17070363638912756,1.5860000000000001]
[null,1.587,-0.16798538502385746,-0.17055291475550569,1.587]
[null,1.5880000000000001,-0.16791638194866707,-0.17040232620054191,1.5880000000000001]
[null,1.589,-0.16784740721775429,-0.17025187060673522,1.589]
[null,1.59,-0.16777846081947617,-0.1701015478566883,1.59]
[null,1.591,-0.16770954274219455,-0.16995135783310783,1.591]
[null,1.5920000000000001,-0.16764065297427613,-0.16980130041880384,1.5920000000000001]
[null,1.593,-0.16757179150409224,-0.1696513754966899,1.593]
[null,1.5940000000000001,-0.16750295832001907,-0.16950158294978268,1.5940000000000001]
[null,1.595,-0.16743415341043769,-0.16935192266120255,1.595]
[null,1.5960000000000001,-0.1673653767637337,-0.16920239451417274,1.5960000000000001]
[null,1.597,-0.16729662836829767,-0.16905299839202012,1.597]
[null,1.5980000000000001,-0.16722790821252484,-0.16890373417817384,1.5980000000000001]
[null,1.599,-0.16715921628481528,-0.16875460175616669,1.599]
[null,1.6,-0.1670905525735738,-0.16860560100963359,1.6]
[null,1.601,-0.16702191706720998,-0.16845673182231288,1.601]
[null,1.6020000000000001,-0.16695330975413808,-0.16830799407804495,1.6020000000000001]
[null,1.603,-0.16688473062277726,-0.16815938766077329,1.603]
[null,1.6040000000000001,-0.16681617966155135,-0.16801091245454325,1.6040000000000001]
[null,1.605,-0.16674765685888893,-0.16786256834350333,1.605]
[null,1.6060000000000001,-0.1666791622032234,-0.16771435521190359,1.6060000000000001]
[null,1.607,-0.1666106956829928,-0.1675662729440969,1.607]
[null,1.6080000000000001,-0.16654225728664004,-0.16741832142453766,1.6080000000000001]
[null,1.609,-0.16647384700261267,-0.16727050053778278,1.609]
[null,1.61,-0.16640546481936308,-0.16712281016849076,1.61]
[null,1.611,-0.16633711072534835,-0.16697525020142215,1.611]
[null,1.6120000000000001,-0.16626878470903028,-0.16682782052143935,1.6120000000000001]
[null,1.613,-0.1662004867588755,-0.16668052101350594,1.613]
[null,1.6140000000000001,-0.1661322168633553,-0.1665333515626875,1.6140000000000001]
[null,1.615,-0.16606397501094572,-0.16638631205415111,1.615]
[null,1.6160000000000001,-0.16599576119012752,-0.16623940237316487,1.6160000000000001]
[null,1.617,-0.16592757538938618,-0.16609262240509862,1.617]
[null,1.6180000000000001,-0.16585941759721204,-0.16594597203542305,1.6180000000000001]
[null,1.619,-0.16579128780210001,-0.16579945114971029,1.619]
[null,1.62,-0.1657231859925497,-0.16565305963363314,1.62]
[null,1.621,-0.16565511215706571,-0.16550679737296564,1.621]
[null,1.6220000000000001,-0.16558706628415706,-0.16536066425358265,1.6220000000000001]
[null,1.623,-0.16551904836233763,-0.1652146601614598,1.623]
[null,1.6240000000000001,-0.165451058380126,-0.16506878498267297,1.6240000000000001]
[null,1.625,-0.16538309632604545,-0.1649230386033993,1.625]
[null,1.6260000000000001,-0.16531516218862402,-0.16477742090991621,1.6260000000000001]
[null,1.627,-0.16524725595639439,-0.16463193178860122,1.627]
[null,1.6280000000000001,-0.16517937761789403,-0.16448657112593246,1.6280000000000001]
[null,1.629,-0.16511152716166505,-0.16434133880848825,1.629]
[null,1.6300000000000001,-0.16504370457625431,-0.16419623472294695,1.6300000000000001]
[null,1.631,-0.16497590985021335,-0.16405125875608723,1.631]
[null,1.6320000000000001,-0.16490814297209844,-0.16390641079478754,1.6320000000000001]
[null,1.633,-0.16484040393047056,-0.16376169072602598,1.633]
[null,1.6340000000000001,-0.1647726927138953,-0.16361709843688096,1.6340000000000001]
[null,1.635,-0.16470500931094306,-0.16347263381453009,1.635]
[null,1.6360000000000001,-0.16463735371018887,-0.16332829674625099,1.6360000000000001]
[null,1.637,-0.16456972590021243,-0.16318408711942073,1.637]
[null,1.6380000000000001,-0.1645021258695982,-0.16304000482151551,1.6380000000000001]
[null,1.639,-0.16443455360693532,-0.16289604974011113,1.639]
[null,1.6400000000000001,-0.16436700910081758,-0.16275222176288293,1.6400000000000001]
[null,1.641,-0.16429949233984345,-0.16260852077760479,1.641]
[null,1.6420000000000001,-0.16423200331261611,-0.16246494667215006,1.6420000000000001]
[null,1.643,-0.16416454200774347,-0.16232149933449119,1.643]
[null,1.6440000000000001,-0.16409710841383798,-0.16217817865269946,1.6440000000000001]
[null,1.645,-0.16402970251951687,-0.16203498451494475,1.645]
[null,1.6460000000000001,-0.16396232431340205,-0.1618919168094958,1.6460000000000001]
[null,1.647,-0.16389497378412013,-0.16174897542472028,1.647]
[null,1.6480000000000001,-0.16382765092030227,-0.161606160249084,1.6480000000000001]
[null,1.649,-0.16376035571058439,-0.16146347117115159,1.649]
[null,1.6500000000000001,-0.16369308814360709,-0.16132090807958574,1.6500000000000001]
[null,1.651,-0.16362584820801557,-0.16117847086314779,1.651]
[null,1.6520000000000001,-0.16355863589245975,-0.16103615941069699,1.6520000000000001]
[null,1.653,-0.16349145118559419,-0.16089397361119112,1.653]
[null,1.6540000000000001,-0.16342429407607814,-0.16075191335368549,1.6540000000000001]
[null,1.655,-0.16335716455257543,-0.16060997852733383,1.655]
[null,1.6560000000000001,-0.16329006260375464,-0.1604681690213875,1.6560000000000001]
[null,1.657,-0.16322298821828901,-0.16032648472519551,1.657]
[null,1.6580000000000001,-0.16315594138485628,-0.16018492552820482,1.6580000000000001]
[null,1.659,-0.16308892209213902,-0.16004349131996015,1.659]
[null,1.6600000000000001,-0.16302193032882434,-0.15990218199010334,1.6600000000000001]
[null,1.661,-0.16295496608360405,-0.1597609974283738,1.661]
[null,1.6620000000000001,-0.1628880293451746,-0.1596199375246084,1.6620000000000001]
[null,1.663,-0.16282112010223704,-0.15947900216874128,1.663]
[null,1.6640000000000001,-0.16275423834349712,-0.15933819125080356,1.6640000000000001]
[null,1.665,-0.16268738405766522,-0.15919750466092372,1.665]
[null,1.6659999999999999,-0.16262055723345631,-0.15905694228932726,1.6659999999999999]
[null,1.667,-0.16255375785959,-0.15891650402633634,1.667]
[null,1.6679999999999999,-0.16248698592479058,-0.15877618976237004,1.6679999999999999]
[null,1.669,-0.16242024141778699,-0.15863599938794423,1.669]
[null,1.67,-0.1623535243273127,-0.15849593279367163,1.67]
[null,1.671,-0.16228683464210591,-0.15835598987026123,1.671]
[null,1.6719999999999999,-0.16222017235090941,-0.15821617050851883,1.6719999999999999]
[null,1.673,-0.16215353744247057,-0.15807647459934632,1.673]
[null,1.6739999999999999,-0.16208692990554144,-0.15793690203374211,1.6739999999999999]
[null,1.675,-0.16202034972887869,-0.15779745270280102,1.675]
[null,1.6759999999999999,-0.16195379690124356,-0.1576581264977136,1.6759999999999999]
[null,1.677,-0.16188727141140194,-0.15751892330976669,1.677]
[null,1.6779999999999999,-0.16182077324812433,-0.15737984303034327,1.6779999999999999]
[null,1.679,-0.16175430240018585,-0.15724088555092197,1.679]
[null,1.68,-0.16168785885636622,-0.1571020507630774,1.68]
[null,1.681,-0.16162144260544978,-0.15696333855847999,1.681]
[null,1.6819999999999999,-0.16155505363622549,-0.15682474882889544,1.6819999999999999]
[null,1.6830000000000001,-0.16148869193748686,-0.15668628146618535,1.6830000000000001]
[null,1.6839999999999999,-0.16142235749803202,-0.15654793636230682,1.6839999999999999]
[null,1.6850000000000001,-0.16135605030666378,-0.15640971340931201,1.6850000000000001]
[null,1.6859999999999999,-0.16128977035218942,-0.1562716124993489,1.6859999999999999]
[null,1.6870000000000001,-0.16122351762342099,-0.15613363352466006,1.6870000000000001]
[null,1.6879999999999999,-0.16115729210917493,-0.15599577637758391,1.6879999999999999]
[null,1.6890000000000001,-0.16109109379827241,-0.15585804095055328,1.6890000000000001]
[null,1.69,-0.16102492267953919,-0.15572042713609649,1.69]
[null,1.6910000000000001,-0.1609587787418055,-0.15558293482683633,1.6910000000000001]
[null,1.6919999999999999,-0.16089266197390634,-0.15544556391549083,1.6919999999999999]
[null,1.6930000000000001,-0.16082657236468118,-0.15530831429487224,1.6930000000000001]
[null,1.694,-0.16076050990297408,-0.15517118585788806,1.694]
[null,1.6950000000000001,-0.16069447457763369,-0.15503417849753967,1.6950000000000001]
[null,1.696,-0.16062846637751327,-0.15489729210692355,1.696]
[null,1.6970000000000001,-0.1605624852914706,-0.15476052657923017,1.6970000000000001]
[null,1.698,-0.16049653130836816,-0.15462388180774439,1.698]
[null,1.6990000000000001,-0.16043060441707285,-0.15448735768584523,1.6990000000000001]
[null,1.7,-0.16036470460645624,-0.15435095410700622,1.7]
[null,1.7010000000000001,-0.16029883186539448,-0.15421467096479444,1.7010000000000001]
[null,1.702,-0.16023298618276816,-0.15407850815287119,1.702]
[null,1.7030000000000001,-0.16016716754746257,-0.15394246556499169,1.7030000000000001]
[null,1.704,-0.1601013759483676,-0.15380654309500502,1.704]
[null,1.7050000000000001,-0.16003561137437752,-0.15367074063685371,1.7050000000000001]
[null,1.706,-0.15996987381439137,-0.15353505808457429,1.706]
[null,1.7070000000000001,-0.15990416325731258,-0.15339949533229669,1.7070000000000001]
[null,1.708,-0.15983847969204928,-0.153264052274244,1.708]
[null,1.7090000000000001,-0.15977282310751401,-0.15312872880473341,1.7090000000000001]
[null,1.71,-0.15970719349262399,-0.1529935248181746,1.71]
[null,1.7110000000000001,-0.15964159083630092,-0.1528584402090713,1.7110000000000001]
[null,1.712,-0.15957601512747108,-0.1527234748720197,1.712]
[null,1.7130000000000001,-0.15951046635506536,-0.15258862870170942,1.7130000000000001]
[null,1.714,-0.15944494450801899,-0.15245390159292296,1.714]
[null,1.7150000000000001,-0.15937944957527203,-0.15231929344053594,1.7150000000000001]
[null,1.716,-0.15931398154576884,-0.15218480413951641,1.716]
[null,1.7170000000000001,-0.15924854040845846,-0.15205043358492529,1.7170000000000001]
[null,1.718,-0.15918312615229446,-0.15191618167191637,1.718]
[null,1.7190000000000001,-0.15911773876623483,-0.15178204829573572,1.7190000000000001]
[null,1.72,-0.15905237823924226,-0.15164803335172225,1.72]
[null,1.7210000000000001,-0.15898704456028387,-0.15151413673530681,1.7210000000000001]
[null,1.722,-0.15892173771833132,-0.15138035834201299,1.722]
[null,1.7230000000000001,-0.15885645770236081,-0.15124669806745655,1.7230000000000001]
[null,1.724,-0.15879120450135317,-0.15111315580734533,1.724]
[null,1.7250000000000001,-0.15872597810429356,-0.15097973145747889,1.7250000000000001]
[null,1.726,-0.1586607785001718,-0.15084642491374972,1.726]
[null,1.7270000000000001,-0.15859560567798217,-0.15071323607214127,1.7270000000000001]
[null,1.728,-0.15853045962672357,-0.15058016482872955,1.728]
[null,1.7290000000000001,-0.1584653403353993,-0.15044721107968173,1.7290000000000001]
[null,1.73,-0.15840024779301723,-0.15031437472125708,1.73]
[null,1.7310000000000001,-0.15833518198858976,-0.15018165564980643,1.7310000000000001]
[null,1.732,-0.15827014291113375,-0.15004905376177186,1.732]
[null,1.7330000000000001,-0.15820513054967064,-0.1499165689536871,1.7330000000000001]
[null,1.734,-0.15814014489322636,-0.14978420112217722,1.734]
[null,1.7350000000000001,-0.15807518593083128,-0.14965195016395846,1.7350000000000001]
[null,1.736,-0.15801025365152038,-0.14951981597583863,1.736]
[null,1.7370000000000001,-0.15794534804433302,-0.149387798454716,1.7370000000000001]
[null,1.738,-0.15788046909831327,-0.14925589749758039,1.738]
[null,1.7390000000000001,-0.15781561680250944,-0.14912411300151235,1.7390000000000001]
[null,1.74,-0.15775079114597454,-0.14899244486368338,1.74]
[null,1.7410000000000001,-0.15768599211776596,-0.14886089298135566,1.7410000000000001]
[null,1.742,-0.15762121970694568,-0.14872945725188247,1.742]
[null,1.7430000000000001,-0.15755647390258007,-0.14859813757270712,1.7430000000000001]
[null,1.744,-0.15749175469374002,-0.14846693384136389,1.744]
[null,1.7450000000000001,-0.15742706206950097,-0.14833584595547736,1.7450000000000001]
[null,1.746,-0.15736239601894281,-0.14820487381276276,1.746]
[null,1.7470000000000001,-0.15729775653114994,-0.14807401731102512,1.7470000000000001]
[null,1.748,-0.15723314359521115,-0.14794327634816004,1.748]
[null,1.7490000000000001,-0.15716855720021983,-0.14781265082215359,1.7490000000000001]
[null,1.75,-0.15710399733527378,-0.1476821406310812,1.75]
[null,1.7510000000000001,-0.1570394639894753,-0.14755174567310889,1.7510000000000001]
[null,1.752,-0.15697495715193116,-0.14742146584649227,1.752]
[null,1.7530000000000001,-0.15691047681175257,-0.14729130104957691,1.7530000000000001]
[null,1.754,-0.15684602295805536,-0.14716125118079806,1.754]
[null,1.7550000000000001,-0.15678159557995963,-0.14703131613868081,1.7550000000000001]
[null,1.756,-0.15671719466659012,-0.14690149582183953,1.756]
[null,1.7570000000000001,-0.15665282020707583,-0.14677179012897856,1.7570000000000001]
[null,1.758,-0.15658847219055047,-0.14664219895889122,1.758]
[null,1.7590000000000001,-0.15652415060615205,-0.14651272221046041,1.7590000000000001]
[null,1.76,-0.15645985544302313,-0.14638335978265843,1.76]
[null,1.7610000000000001,-0.15639558669031065,-0.14625411157454649,1.7610000000000001]
[null,1.762,-0.15633134433716603,-0.14612497748527495,1.762]
[null,1.7630000000000001,-0.1562671283727452,-0.14599595741408383,1.7630000000000001]
[null,1.764,-0.15620293878620847,-0.14586705126030122,1.764]
[null,1.7650000000000001,-0.15613877556672073,-0.14573825892334458,1.7650000000000001]
[null,1.766,-0.15607463870345117,-0.14560958030272014,1.766]
[null,1.7670000000000001,-0.15601052818557343,-0.14548101529802296,1.7670000000000001]
[null,1.768,-0.15594644400226573,-0.14535256380893624,1.768]
[null,1.7690000000000001,-0.15588238614271066,-0.14522422573523258,1.7690000000000001]
[null,1.77,-0.15581835459609525,-0.14509600097677233,1.77]
[null,1.7710000000000001,-0.15575434935161098,-0.14496788943350469,1.7710000000000001]
[null,1.772,-0.15569037039845374,-0.1448398910054671,1.772]
[null,1.7730000000000001,-0.15562641772582395,-0.14471200559278499,1.7730000000000001]
[null,1.774,-0.15556249132292635,-0.14458423309567248,1.774]
[null,1.7750000000000001,-0.15549859117897014,-0.1444565734144313,1.7750000000000001]
[null,1.776,-0.15543471728316904,-0.14432902644945167,1.776]
[null,1.7770000000000001,-0.15537086962474111,-0.14420159210121131,1.7770000000000001]
[null,1.778,-0.15530704819290889,-0.14407427027027608,1.778]
[null,1.7790000000000001,-0.15524325297689928,-0.14394706085729958,1.7790000000000001]
[null,1.78,-0.15517948396594369,-0.14381996376302325,1.78]
[null,1.7810000000000001,-0.1551157411492779,-0.14369297888827587,1.7810000000000001]
[null,1.782,-0.15505202451614217,-0.14356610613397405,1.782]
[null,1.7830000000000001,-0.15498833405578105,-0.14343934540112183,1.7830000000000001]
[null,1.784,-0.15492466975744362,-0.14331269659081053,1.784]
[null,1.7850000000000001,-0.15486103161038339,-0.14318615960421902,1.7850000000000001]
[null,1.786,-0.15479741960385823,-0.1430597343426131,1.786]
[null,1.7870000000000001,-0.1547338337271304,-0.14293342070734588,1.7870000000000001]
[null,1.788,-0.15467027396946664,-0.14280721859985798,1.788]
[null,1.7890000000000001,-0.15460674032013808,-0.14268112792167659,1.7890000000000001]
[null,1.79,-0.15454323276842016,-0.1425551485744157,1.79]
[null,1.7910000000000001,-0.15447975130359295,-0.14242928045977657,1.7910000000000001]
[null,1.792,-0.15441629591494063,-0.14230352347954717,1.792]
[null,1.7929999999999999,-0.15435286659175204,-0.14217787753560207,1.7929999999999999]
[null,1.794,-0.15428946332332028,-0.14205234252990254,1.794]
[null,1.7949999999999999,-0.15422608609894287,-0.14192691836449642,1.7949999999999999]
[null,1.796,-0.15416273490792173,-0.14180160494151783,1.796]
[null,1.7969999999999999,-0.15409940973956321,-0.14167640216318778,1.7969999999999999]
[null,1.798,-0.15403611058317804,-0.14155130993181306,1.798]
[null,1.7989999999999999,-0.15397283742808124,-0.14142632814978709,1.7989999999999999]
[null,1.8,-0.15390959026359241,-0.1413014567195893,1.8]
[null,1.8009999999999999,-0.15384636907903537,-0.14117669554378545,1.8009999999999999]
[null,1.802,-0.15378317386373835,-0.14105204452502687,1.802]
[null,1.8029999999999999,-0.15372000460703411,-0.14092750356605135,1.8029999999999999]
[null,1.804,-0.15365686129825964,-0.14080307256968236,1.804]
[null,1.8049999999999999,-0.15359374392675626,-0.1406787514388291,1.8049999999999999]
[null,1.806,-0.15353065248186987,-0.14055454007648649,1.806]
[null,1.8069999999999999,-0.15346758695295062,-0.14043043838573516,1.8069999999999999]
[null,1.8080000000000001,-0.15340454732935302,-0.14030644626974131,1.8080000000000001]
[null,1.8089999999999999,-0.15334153360043598,-0.14018256363175685,1.8089999999999999]
[null,1.81,-0.15327854575556282,-0.14005879037511854,1.81]
[null,1.8109999999999999,-0.15321558378410122,-0.13993512640324907,1.8109999999999999]
[null,1.8120000000000001,-0.15315264767542314,-0.13981157161965616,1.8120000000000001]
[null,1.8129999999999999,-0.15308973741890494,-0.13968812592793284,1.8129999999999999]
[null,1.8140000000000001,-0.15302685300392746,-0.13956478923175711,1.8140000000000001]
[null,1.8149999999999999,-0.15296399441987577,-0.139441561434892,1.8149999999999999]
[null,1.8160000000000001,-0.15290116165613934,-0.13931844244118563,1.8160000000000001]
[null,1.8169999999999999,-0.15283835470211202,-0.13919543215457106,1.8169999999999999]
[null,1.8180000000000001,-0.15277557354719198,-0.13907253047906598,1.8180000000000001]
[null,1.819,-0.15271281818078178,-0.13894973731877311,1.819]
[null,1.82,-0.15265008859228829,-0.13882705257787931,1.82]
[null,1.821,-0.15258738477112282,-0.13870447616065681,1.821]
[null,1.8220000000000001,-0.1525247067067009,-0.1385820079714617,1.8220000000000001]
[null,1.823,-0.15246205438844251,-0.13845964791473497,1.823]
[null,1.8240000000000001,-0.15239942780577193,-0.13833739589500155,1.8240000000000001]
[null,1.825,-0.15233682694811779,-0.13821525181687108,1.825]
[null,1.8260000000000001,-0.15227425180491308,-0.13809321558503707,1.8260000000000001]
[null,1.827,-0.15221170236559509,-0.13797128710427761,1.827]
[null,1.8280000000000001,-0.15214917861960553,-0.13784946627945427,1.8280000000000001]
[null,1.829,-0.15208668055639038,-0.13772775301551313,1.829]
[null,1.83,-0.15202420816539994,-0.13760614721748418,1.83]
[null,1.831,-0.15196176143608892,-0.13748464879048086,1.831]
[null,1.8320000000000001,-0.15189934035791627,-0.13736325763970086,1.8320000000000001]
[null,1.833,-0.15183694492034533,-0.13724197367042526,1.833]
[null,1.8340000000000001,-0.15177457511284376,-0.1371207967880187,1.8340000000000001]
[null,1.835,-0.15171223092488353,-0.13699972689792989,1.835]
[null,1.8360000000000001,-0.15164991234594091,-0.13687876390569037,1.8360000000000001]
[null,1.837,-0.15158761936549661,-0.13675790771691548,1.837]
[null,1.8380000000000001,-0.15152535197303554,-0.13663715823730385,1.8380000000000001]
[null,1.839,-0.15146311015804692,-0.13651651537263734,1.839]
[null,1.84,-0.1514008939100244,-0.13639597902878112,1.84]
[null,1.841,-0.15133870321846585,-0.13627554911168316,1.841]
[null,1.8420000000000001,-0.15127653807287347,-0.13615522552737472,1.8420000000000001]
[null,1.843,-0.15121439846275378,-0.13603500818197001,1.843]
[null,1.8440000000000001,-0.15115228437761768,-0.13591489698166603,1.8440000000000001]
[null,1.845,-0.15109019580698024,-0.13579489183274285,1.845]
[null,1.8460000000000001,-0.15102813274036098,-0.13567499264156288,1.8460000000000001]
[null,1.847,-0.15096609516728365,-0.13555519931457166,1.847]
[null,1.8480000000000001,-0.15090408307727624,-0.13543551175829693,1.8480000000000001]
[null,1.849,-0.15084209645987115,-0.13531592987934926,1.849]
[null,1.85,-0.1507801353046051,-0.13519645358442159,1.85]
[null,1.851,-0.15071819960101898,-0.13507708278028907,1.851]
[null,1.8520000000000001,-0.15065628933865804,-0.13495781737380932,1.8520000000000001]
[null,1.853,-0.15059440450707184,-0.13483865727192224,1.853]
[null,1.8540000000000001,-0.15053254509581429,-0.13471960238164998,1.8540000000000001]
[null,1.855,-0.15047071109444349,-0.13460065261009649,1.855]
[null,1.8560000000000001,-0.15040890249252176,-0.13448180786444791,1.8560000000000001]
[null,1.857,-0.15034711927961597,-0.13436306805197235,1.857]
[null,1.8580000000000001,-0.150285361445297,-0.13424443308001979,1.8580000000000001]
[null,1.859,-0.15022362897914016,-0.13412590285602205,1.859]
[null,1.86,-0.15016192187072505,-0.13400747728749243,1.86]
[null,1.861,-0.15010024010963549,-0.13388915628202602,1.861]
[null,1.8620000000000001,-0.15003858368545961,-0.13377093974729992,1.8620000000000001]
[null,1.863,-0.14997695258778976,-0.13365282759107214,1.863]
[null,1.8640000000000001,-0.1499153468062227,-0.13353481972118247,1.8640000000000001]
[null,1.865,-0.14985376633035932,-0.13341691604555198,1.865]
[null,1.8660000000000001,-0.14979221114980487,-0.13329911647218307,1.8660000000000001]
[null,1.867,-0.1497306812541688,-0.13318142090915919,1.867]
[null,1.8680000000000001,-0.14966917663306487,-0.13306382926464536,1.8680000000000001]
[null,1.869,-0.14960769727611112,-0.13294634144688727,1.869]
[null,1.87,-0.14954624317292983,-0.13282895736421166,1.87]
[null,1.871,-0.14948481431314756,-0.13271167692502664,1.871]
[null,1.8720000000000001,-0.14942341068639511,-0.13259450003782058,1.8720000000000001]
[null,1.873,-0.14936203228230757,-0.13247742661116318,1.873]
[null,1.8740000000000001,-0.14930067909052425,-0.1323604565537044,1.8740000000000001]
[null,1.875,-0.14923935110068873,-0.13224358977417527,1.875]
[null,1.8760000000000001,-0.14917804830244885,-0.13212682618138727,1.8760000000000001]
[null,1.877,-0.14911677068545676,-0.13201016568423235,1.877]
[null,1.8780000000000001,-0.14905551823936866,-0.13189360819168278,1.8780000000000001]
[null,1.879,-0.14899429095384528,-0.13177715361279135,1.879]
[null,1.8800000000000001,-0.14893308881855138,-0.13166080185669121,1.8800000000000001]
[null,1.881,-0.14887191182315609,-0.13154455283259567,1.881]
[null,1.8820000000000001,-0.1488107599573327,-0.1314284064497982,1.8820000000000001]
[null,1.883,-0.14874963321075879,-0.13131236261767221,1.883]
[null,1.8840000000000001,-0.14868853157311618,-0.13119642124567149,1.8840000000000001]
[null,1.885,-0.14862745503409089,-0.13108058224332936,1.885]
[null,1.8860000000000001,-0.14856640358337322,-0.13096484552025939,1.8860000000000001]
[null,1.887,-0.14850537721065768,-0.13084921098615471,1.887]
[null,1.8880000000000001,-0.14844437590564302,-0.13073367855078821,1.8880000000000001]
[null,1.889,-0.14838339965803224,-0.13061824812401251,1.889]
[null,1.8900000000000001,-0.14832244845753254,-0.13050291961575977,1.8900000000000001]
[null,1.891,-0.14826152229385536,-0.13038769293604191,1.891]
[null,1.8920000000000001,-0.14820062115671639,-0.13027256799494982,1.8920000000000001]
[null,1.893,-0.14813974503583546,-0.13015754470265417,1.893]
[null,1.8940000000000001,-0.14807889392093673,-0.13004262296940503,1.8940000000000001]
[null,1.895,-0.14801806780174856,-0.12992780270553139,1.895]
[null,1.8960000000000001,-0.14795726666800343,-0.12981308382144124,1.8960000000000001]
[null,1.897,-0.14789649050943815,-0.12969846622762241,1.897]
[null,1.8980000000000001,-0.14783573931579372,-0.12958394983464105,1.8980000000000001]
[null,1.899,-0.14777501307681537,-0.12946953455314286,1.899]
[null,1.9000000000000001,-0.14771431178225244,-0.12935522029385182,1.9000000000000001]
[null,1.901,-0.14765363542185858,-0.12924100696757118,1.901]
[null,1.9020000000000001,-0.14759298398539164,-0.12912689448518294,1.9020000000000001]
[null,1.903,-0.14753235746261367,-0.12901288275764738,1.903]
[null,1.9040000000000001,-0.14747175584329089,-0.12889897169600401,1.9040000000000001]
[null,1.905,-0.14741117911719373,-0.12878516121137018,1.905]
[null,1.9060000000000001,-0.1473506272740969,-0.12867145121494242,1.9060000000000001]
[null,1.907,-0.14729010030377923,-0.12855784161799505,1.907]
[null,1.9080000000000001,-0.14722959819602374,-0.12844433233188121,1.9080000000000001]
[null,1.909,-0.14716912094061771,-0.12833092326803219,1.909]
[null,1.9100000000000001,-0.14710866852735255,-0.12821761433795731,1.9100000000000001]
[null,1.911,-0.14704824094602392,-0.12810440545324397,1.911]
[null,1.9120000000000001,-0.14698783818643163,-0.12799129652555796,1.9120000000000001]
[null,1.913,-0.14692746023837974,-0.12787828746664304,1.913]
[null,1.9140000000000001,-0.14686710709167639,-0.12776537818832046,1.9140000000000001]
[null,1.915,-0.14680677873613401,-0.12765256860248983,1.915]
[null,1.9160000000000001,-0.14674647516156916,-0.12753985862112815,1.9160000000000001]
[null,1.917,-0.14668619635780267,-0.12742724815629053,1.917]
[null,1.9180000000000001,-0.14662594231465939,-0.12731473712010918,1.9180000000000001]
[null,1.919,-0.14656571302196844,-0.12720232542479451,1.919]
[null,1.92,-0.1465055084695632,-0.12709001298263417,1.92]
[null,1.921,-0.14644532864728108,-0.12697779970599329,1.921]
[null,1.9219999999999999,-0.14638517354496372,-0.12686568550731409,1.9219999999999999]
[null,1.923,-0.14632504315245698,-0.12675367029911649,1.923]
[null,1.9239999999999999,-0.14626493745961083,-0.12664175399399746,1.9239999999999999]
[null,1.925,-0.14620485645627943,-0.12652993650463129,1.925]
[null,1.9259999999999999,-0.14614480013232115,-0.12641821774376935,1.9259999999999999]
[null,1.927,-0.14608476847759841,-0.1263065976242396,1.927]
[null,1.9279999999999999,-0.14602476148197793,-0.12619507605894775,1.9279999999999999]
[null,1.929,-0.14596477913533054,-0.12608365296087568,1.929]
[null,1.93,-0.14590482142753117,-0.12597232824308274,1.93]
[null,1.931,-0.14584488834845899,-0.12586110181870436,1.931]
[null,1.9319999999999999,-0.1457849798879973,-0.1257499736009533,1.9319999999999999]
[null,1.9330000000000001,-0.14572509603603356,-0.12563894350311858,1.9330000000000001]
[null,1.9339999999999999,-0.14566523678245938,-0.1255280114385659,1.9339999999999999]
[null,1.9350000000000001,-0.14560540211717049,-0.12541717732073737,1.9350000000000001]
[null,1.9359999999999999,-0.14554559203006687,-0.12530644106315164,1.9359999999999999]
[null,1.9370000000000001,-0.1454858065110525,-0.12519580257940363,1.9370000000000001]
[null,1.9379999999999999,-0.14542604555003563,-0.12508526178316451,1.9379999999999999]
[null,1.9390000000000001,-0.14536630913692858,-0.12497481858818185,1.9390000000000001]
[null,1.94,-0.14530659726164788,-0.12486447290827936,1.94]
[null,1.9410000000000001,-0.14524690991411418,-0.12475422465735655,1.9410000000000001]
[null,1.9419999999999999,-0.14518724708425221,-0.12464407374938921,1.9419999999999999]
[null,1.9430000000000001,-0.14512760876199096,-0.1245340200984292,1.9430000000000001]
[null,1.944,-0.14506799493726336,-0.12442406361860399,1.944]
[null,1.9450000000000001,-0.14500840560000675,-0.12431420422411688,1.9450000000000001]
[null,1.946,-0.14494884074016232,-0.12420444182924706,1.946]
[null,1.9470000000000001,-0.14488930034767561,-0.12409477634834939,1.9470000000000001]
[null,1.948,-0.14482978441249617,-0.12398520769585444,1.948]
[null,1.9490000000000001,-0.14477029292457771,-0.12387573578626805,1.9490000000000001]
[null,1.95,-0.1447108258738781,-0.12376636053417181,1.95]
[null,1.9510000000000001,-0.14465138325035928,-0.12365708185422271,1.9510000000000001]
[null,1.952,-0.1445919650439873,-0.12354789966115262,1.952]
[null,1.9530000000000001,-0.14453257124473246,-0.12343881386976968,1.9530000000000001]
[null,1.954,-0.14447320184256904,-0.12332982439495627,1.954]
[null,1.9550000000000001,-0.14441385682747546,-0.12322093115167038,1.9550000000000001]
[null,1.956,-0.14435453618943433,-0.12311213405494521,1.956]
[null,1.9570000000000001,-0.14429523991843235,-0.12300343301988856,1.9570000000000001]
[null,1.958,-0.1442359680044602,-0.12289482796168358,1.958]
[null,1.9590000000000001,-0.14417672043751292,-0.12278631879558806,1.9590000000000001]
[null,1.96,-0.14411749720758943,-0.12267790543693473,1.96]
[null,1.9610000000000001,-0.14405829830469288,-0.12256958780113104,1.9610000000000001]
[null,1.962,-0.1439991237188305,-0.1224613658036592,1.962]
[null,1.9630000000000001,-0.14393997344001361,-0.1223532393600759,1.9630000000000001]
[null,1.964,-0.14388084745825772,-0.1222452083860126,1.964]
[null,1.9650000000000001,-0.14382174576358223,-0.12213727279717507,1.9650000000000001]
[null,1.966,-0.1437626683460109,-0.12202943250934357,1.966]
[null,1.9670000000000001,-0.1437036151955714,-0.12192168743837262,1.9670000000000001]
[null,1.968,-0.14364458630229562,-0.12181403750019112,1.968]
[null,1.9690000000000001,-0.1435855816562194,-0.12170648261080244,1.9690000000000001]
[null,1.97,-0.14352660124738281,-0.12159902268628356,1.97]
[null,1.9710000000000001,-0.14346764506582993,-0.12149165764278616,1.9710000000000001]
[null,1.972,-0.14340871310160899,-0.12138438739653548,1.972]
[null,1.9730000000000001,-0.14334980534477229,-0.12127721186383118,1.9730000000000001]
[null,1.974,-0.14329092178537617,-0.1211701309610462,1.974]
[null,1.9750000000000001,-0.1432320624134811,-0.12106314460462789,1.9750000000000001]
[null,1.976,-0.14317322721915166,-0.12095625271109731,1.976]
[null,1.9770000000000001,-0.14311441619245635,-0.12084945519704887,1.9770000000000001]
[null,1.978,-0.14305562932346799,-0.12074275197915089,1.978]
[null,1.9790000000000001,-0.1429968666022633,-0.12063614297414531,1.9790000000000001]
[null,1.98,-0.14293812801892322,-0.12052962809884729,1.98]
[null,1.9810000000000001,-0.14287941356353254,-0.12042320727014583,1.9810000000000001]
[null,1.982,-0.14282072322618036,-0.12031688040500296,1.982]
[null,1.9830000000000001,-0.14276205699695979,-0.12021064742045444,1.9830000000000001]
[null,1.984,-0.14270341486596788,-0.12010450823360865,1.984]
[null,1.9850000000000001,-0.14264479682330589,-0.11999846276164777,1.9850000000000001]
[null,1.986,-0.14258620285907908,-0.11989251092182696,1.986]
[null,1.9870000000000001,-0.14252763296339679,-0.11978665263147409,1.9870000000000001]
[null,1.988,-0.14246908712637243,-0.11968088780799059,1.988]
[null,1.9890000000000001,-0.14241056533812349,-0.11957521636885027,1.9890000000000001]
[null,1.99,-0.14235206758877145,-0.1194696382316001,1.99]
[null,1.9910000000000001,-0.1422935938684419,-0.11936415331385977,1.9910000000000001]
[null,2.0169999999999999,-0.1407816790743201,-0.11665399734276848,2.0169999999999999]
[null,2.0289999999999999,-0.14008930085186605,-0.11542399549761051,2.0289999999999999]
[null,2.06,-0.13831637703239036,-0.11230618460271719,2.06]
[null,2.0779999999999998,-0.13729725221087638,-0.11053463738979065,2.0779999999999998]
[null,2.1160000000000001,-0.13517035832889809,-0.10688593798225138,2.1160000000000001]
[null,2.1390000000000002,-0.133899066899931,-0.10473628286386263,2.1390000000000002]
[null,2.1859999999999999,-0.13133826970629772,-0.10047700872081677,2.1859999999999999]
[null,2.2170000000000001,-0.12967609604024985,-9.7762942974561132E-2,2.2170000000000001]
[null,2.2429999999999999,-0.12829824618266192,-9.5543241193932898E-2,2.2429999999999999]
[null,2.2650000000000001,-0.1271438143424356,-9.3704442403822363E-2,2.2650000000000001]
[null,2.2960000000000003,-0.12553472431503138,-9.1173315923864448E-2,2.2960000000000003]
[null,2.3140000000000001,-0.12460977561223632,-8.9735124124458721E-2,2.3140000000000001]
[null,2.3380000000000001,-0.12338710323240068,-8.7852763020888486E-2,2.3380000000000001]
[null,2.375,-0.12152561258444679,-8.5027857014449981E-2,2.375]
[null,2.4220000000000002,-0.1192014556290176,-8.1570058600017523E-2,2.4220000000000002]
[null,2.4239999999999999,-0.1191035473774773,-8.142607871616972E-2,2.4239999999999999]
[null,2.4649999999999999,-0.11711405623233739,-7.8529859823581211E-2,2.4649999999999999]
[null,2.5009999999999999,-0.1153946049215927,-7.6071898987356903E-2,2.5009999999999999]
[null,2.532,-0.11393420899941649,-7.4017059398452795E-2,2.532]
[null,2.5500000000000003,-0.11309473371165833,-7.2849494889426353E-2,2.5500000000000003]
[null,2.5880000000000001,-0.11134276494795753,-7.0444765339310739E-2,2.5880000000000001]
[null,2.5979999999999999,-0.11088624862425775,-6.9825243495278938E-2,2.5979999999999999]
[null,2.629,-0.10948290896703278,-6.7939137370035291E-2,2.629]
[null,2.66,-0.1080973295119786,-6.6103978382783563E-2,2.66]
[null,2.6870000000000003,-0.10690482976410737,-6.4546050634746305E-2,2.6870000000000003]
[null,2.7370000000000001,-0.1047311260392635,-6.1757304852247119E-2,2.7370000000000001]
[null,2.7389999999999999,-0.10464510325222423,-6.1648296599317136E-2,2.7389999999999999]
[null,2.786,-0.10264378320616166,-5.9141266671497647E-2,2.786]
[null,2.81,-0.10163664136619435,-5.7900668621575745E-2,2.81]
[null,2.8340000000000001,-0.10063938161215687,-5.6686094422817232E-2,2.8340000000000001]
[null,2.8650000000000002,-9.9365722911937696E-2,-5.5154900479837989E-2,2.8650000000000002]
[null,2.8959999999999999,-9.8108183214624445E-2,-5.3665066854850091E-2,2.8959999999999999]
[null,2.9370000000000003,-9.6469396074618713E-2,-5.1756270767066258E-2,2.9370000000000003]
[null,2.944,-9.6192351659338371E-2,-5.143723187124305E-2,2.944]
[null,2.9750000000000001,-9.4974973098154364E-2,-5.0047819199814693E-2,2.9750000000000001]
[null,3.0220000000000002,-9.3158592669177517E-2,-4.8012541868933632E-2,3.0220000000000002]
[null,3.032,-9.277663324625271E-2,-4.7590298735153448E-2,3.032]
[null,3.0700000000000003,-9.1339415454457118E-2,-4.601936405892907E-2,3.0700000000000003]
[null,3.101,-9.0183454047472078E-2,-4.4776297796836999E-2,3.101]
[null,3.1320000000000001,-8.9042122105409446E-2,-4.3566809002915929E-2,3.1320000000000001]
[null,3.1590000000000003,-8.8059834118832864E-2,-4.2540033575784314E-2,3.1590000000000003]
[null,3.18,-8.7303330276943938E-2,-4.1758189971780636E-2,3.18]
[null,3.2269999999999999,-8.5633668730047158E-2,-4.0060024121858911E-2,3.2269999999999999]
[null,3.2290000000000001,-8.5563331981774252E-2,-3.9989313891671541E-2,3.2290000000000001]
[null,3.282,-8.3720312719746517E-2,-3.8160295835300909E-2,3.282]
[null,3.306,-8.2898848163769842E-2,-3.7359812665729124E-2,3.306]
[null,3.3370000000000002,-8.1849707782434306E-2,-3.6350656549982291E-2,3.3370000000000002]
[null,3.3679999999999999,-8.0813844974480645E-2,-3.5368759566262176E-2,3.3679999999999999]
[null,3.3810000000000002,-8.0383361983920806E-2,-3.4964931394949397E-2,3.3810000000000002]
[null,3.4159999999999999,-7.9235732841189607E-2,-3.3900471823294781E-2,3.4159999999999999]
[null,3.4340000000000002,-7.865191837307034E-2,-3.3365716888934908E-2,3.4340000000000002]
[null,3.4649999999999999,-7.7656525729355011E-2,-3.2464448524555899E-2,3.4649999999999999]
[null,3.504,-7.6422131271300708E-2,-3.1365093389390322E-2,3.504]
[null,3.5420000000000003,-7.5238263707810588E-2,-3.0329745553004175E-2,3.5420000000000003]
[null,3.544,-7.5176465411726984E-2,-3.0276210305919607E-2,3.544]
[null,3.5910000000000002,-7.3738728121162958E-2,-2.9044978146640227E-2,3.5910000000000002]
[null,3.6219999999999999,-7.2805515186920564E-2,-2.8260420750952468E-2,3.6219999999999999]
[null,3.633,-7.2477221808997072E-2,-2.7987153436368727E-2,3.633]
[null,3.67,-7.13837876732345E-2,-2.7087226386531341E-2,3.67]
[null,3.7010000000000001,-7.048037808577301E-2,-2.6355551407024336E-2,3.7010000000000001]
[null,3.7320000000000002,-6.9588401751005377E-2,-2.5643640292152513E-2,3.7320000000000002]
[null,3.7600000000000002,-6.8792452437390919E-2,-2.5017166912515744E-2,3.7600000000000002]
[null,3.7800000000000002,-6.8229497207182868E-2,-2.4579078142171543E-2,3.7800000000000002]
[null,3.827,-6.6924619518215323E-2,-2.357952928356933E-2,3.827]
[null,3.8580000000000001,-6.6077643686857854E-2,-2.2942603547462213E-2,3.8580000000000001]
[null,3.883,-6.5402412898537321E-2,-2.2441507683392363E-2,3.883]
[null,3.9060000000000001,-6.4787296330232891E-2,-2.1990171401308489E-2,3.9060000000000001]
[null,3.9370000000000003,-6.396736975364975E-2,-2.1396177096398607E-2,3.9370000000000003]
[null,3.968,-6.3157819896409298E-2,-2.081822765206888E-2,3.968]
[null,3.9820000000000002,-6.2795582814455395E-2,-2.0562360940168459E-2,3.9820000000000002]
[null,4.016,-6.1915324284098558E-2,-1.9928513154598496E-2,4.016]
[null,4.0339999999999998,-6.1426973665581405E-2,-1.9525105273566941E-2,4.0339999999999998]
[null,4.0650000000000004,-6.0540401150754306E-2,-1.8697287702730513E-2,4.0650000000000004]
[null,4.1050000000000004,-5.9312841318905823E-2,-1.739045629254591E-2,4.1050000000000004]
[null,4.1420000000000003,-5.8095365422935578E-2,-1.5954197585239596E-2,4.1420000000000003]
[null,4.173,-5.7016067369784207E-2,-1.4591199525947895E-2,4.173]
[null,4.1909999999999998,-5.6365062332685047E-2,-1.3735791067605307E-2,4.1909999999999998]
[null,4.2320000000000002,-5.4816905240212405E-2,-1.1619709874527394E-2,4.2320000000000002]
[null,4.2519999999999998,-5.4029381267385497E-2,-1.050631952310116E-2,4.2519999999999998]
[null,4.2700000000000005,-5.3302832665475079E-2,-9.4606343803388046E-3,4.2700000000000005]
[null,4.3010000000000002,-5.2012751718007663E-2,-7.5663688205484039E-3,4.3010000000000002]
[null,4.327,-5.089361026134033E-2,-5.8902157541583858E-3,4.327]
[null,4.3490000000000002,-4.9920723650596341E-2,-4.4123460231236186E-3,4.3490000000000002]
[null,4.38,-4.8510354660297079E-2,-2.2412857762339408E-3,4.38]
[null,4.4270000000000005,-4.6286350959367194E-2,1.2367678846653823E-3,4.4270000000000005]
[null,4.4539999999999997,-4.4963397039670255E-2,3.3301515073610316E-3,4.4539999999999997]
[null,4.4880000000000004,-4.3251863902426746E-2,6.0587689685107776E-3,4.4880000000000004]
[null,4.5060000000000002,-4.2325667361648708E-2,7.5430032962979857E-3,4.5060000000000002]
[null,4.5369999999999999,-4.0698772188456231E-2,1.0160119478914813E-2,4.5369999999999999]
[null,4.577,-3.8541789766983157E-2,1.3644259603585243E-2,4.577]
[null,4.585,-3.8102781094738108E-2,1.4354797764366128E-2,4.585]
[null,4.6159999999999997,-3.6378277815206028E-2,1.7148887859368377E-2,4.6159999999999997]
[null,4.6630000000000003,-3.3694966498597455E-2,2.15009551799639E-2,4.6630000000000003]
[null,4.6760000000000002,-3.2938607030609024E-2,2.2727677156153051E-2,4.6760000000000002]
[null,4.6950000000000003,-3.182242489836673E-2,2.453736000985994E-2,4.6950000000000003]
[null,4.742,-2.9008149471586343E-2,2.909405800120831E-2,4.742]
[null,4.7729999999999997,-2.7111955753915187E-2,3.2156868388178786E-2,4.7729999999999997]
[null,4.8029999999999999,-2.5247930877650322E-2,3.5160093848737202E-2,4.8029999999999999]
[null,4.8209999999999997,-2.4116253842094634E-2,3.6979150736189265E-2,4.8209999999999997]
[null,4.8520000000000003,-2.2144687757562932E-2,4.0139694812416846E-2,4.8520000000000003]
[null,4.87,-2.0987170944785204E-2,4.1989806921635675E-2,4.87]
[null,4.8979999999999997,-1.9168601526281318E-2,4.4887737561084065E-2,4.8979999999999997]
[null,4.931,-1.6998163351644204E-2,4.8331389499725319E-2,4.931]
[null,4.9779999999999998,-1.3858937694165262E-2,5.3280370411196709E-2,4.9779999999999998]
[null,5.0090000000000003,-1.1759320991997207E-2,5.6567511819473823E-2,5.0090000000000003]
[null,5.0250000000000004,-1.0667087833498064E-2,5.8269751674989573E-2,5.0250000000000004]
[null,5.0570000000000004,-8.4659664207778311E-3,6.1683243551690324E-2,5.0570000000000004]
[null,5.0880000000000001,-6.3135157418447822E-3,6.4998313369897781E-2,5.0880000000000001]
[null,5.1059999999999999,-5.0551169764943317E-3,6.6925435380059545E-2,5.1059999999999999]
[null,5.1479999999999997,-2.0959165785966113E-3,7.1423715862128812E-2,5.1479999999999997]
[null,5.1539999999999999,-1.6706860009195294E-3,7.2066125051392996E-2,5.1539999999999999]
[null,5.1850000000000005,5.356050572251532E-4,7.538256885117875E-2,5.1850000000000005]
[null,5.2160000000000002,2.7564928295212808E-3,7.869185868196564E-2,5.2160000000000002]
[null,5.2629999999999999,6.1486222828133728E-3,8.3687368819594543E-2,5.2629999999999999]
[null,5.2770000000000001,7.164295238719174E-3,8.5168719988319957E-2,5.2770000000000001]
[null,5.3239999999999998,1.0589433792469582E-2,9.0113184258360166E-2,5.3239999999999998]
[null,5.3420000000000005,1.1906789411331165E-2,9.1993270359160273E-2,5.3420000000000005]
[null,5.3730000000000002,1.4181768325915427E-2,9.5210722342591522E-2,5.3730000000000002]
[null,5.4039999999999999,1.6463456725429679E-2,9.8399241068760329E-2,5.4039999999999999]
[null,5.4210000000000003,1.7717076209558414E-2,0.10013424018910855,5.4210000000000003]
[null,5.452,2.0006537900194802E-2,0.10327108984421202,5.452]
[null,5.4990000000000006,2.3483558138139519E-2,0.10795384418275052,5.4990000000000006]
[null,5.5270000000000001,2.5556689326018071E-2,0.11069748244179109,5.5270000000000001]
[null,5.5309999999999997,2.5852879637752423E-2,0.111086432850834,5.5309999999999997]
[null,5.5780000000000003,2.9332231185867311E-2,0.11559697712314149,5.5780000000000003]
[null,5.609,3.1624739396005061E-2,0.11850827614000754,5.609]
[null,5.6260000000000003,3.2880533825112544E-2,0.12008189745636844,5.6260000000000003]
[null,5.657,3.5167097165109809E-2,0.12290762261532244,5.657]
[null,5.6879999999999997,3.744810759626651E-2,0.12567412461828664,5.6879999999999997]
[null,5.7060000000000004,3.8769486639929754E-2,0.12725210353937011,5.7060000000000004]
[null,5.7490000000000006,4.1915147388210477E-2,0.13093331152176779,5.7490000000000006]
[null,5.7830000000000004,4.4389605090772152E-2,0.13375174875978116,5.7830000000000004]
[null,5.8140000000000001,4.6634244166058769E-2,0.13624701702803019,5.8140000000000001]
[null,5.8159999999999998,4.6778650502862035E-2,0.13640549381364819,5.8159999999999998]
[null,5.8479999999999999,4.9081883172583191E-2,0.13889870097443649,5.8479999999999999]
[null,5.8929999999999998,5.2295631903063224E-2,0.14226563058973207,5.8929999999999998]
[null,5.9240000000000004,5.4490560730270254E-2,0.14448681324695331,5.9240000000000004]
[null,5.9420000000000002,5.5757321653538243E-2,0.14573860118557699,5.9420000000000002]
[null,5.9710000000000001,5.7785522164609873E-2,0.14769533781667005,5.9710000000000001]
[null,5.99,5.9105416684068116E-2,0.14893639254162941,5.99]
[null,6.0209999999999999,6.1242880536814127E-2,0.15089015608170334,6.0209999999999999]
[null,6.0520000000000005,6.3359338613134308E-2,0.15275387485397823,6.0520000000000005]
[null,6.0979999999999999,6.6458489358285147E-2,0.155349108459234,6.0979999999999999]
[null,6.1290000000000004,6.851735809695314E-2,0.15698056236905933,6.1290000000000004]
[null,6.1470000000000002,6.9701285609263267E-2,0.15788359832220969,6.1470000000000002]
[null,6.1779999999999999,7.1719567570365225E-2,0.15936146250881172,6.1779999999999999]
[null,6.1930000000000005,7.2686455354906684E-2,0.16004102410345061,6.1930000000000005]
[null,6.226,7.4790512837049017E-2,0.16145344287211735,6.226]
[null,6.2570000000000006,7.6737102393194159E-2,0.16267557047803685,6.2570000000000006]
[null,6.2880000000000003,7.865350665728732E-2,0.16379498360472472,6.2880000000000003]
[null,6.32,8.0598875121587976E-2,0.16484156311759302,6.32]
[null,6.3360000000000003,8.1558667415227243E-2,0.16532300380642539,6.3360000000000003]
[null,6.383,8.4326647649419662E-2,0.1665744932529257,6.383]
[null,6.4139999999999997,8.6109007744910968E-2,0.16726609308705911,6.4139999999999997]
[null,6.4430000000000005,8.7744119378397212E-2,0.1678161156640211,6.4430000000000005]
[null,6.4619999999999997,8.8798085463498211E-2,0.1681254656352012,6.4619999999999997]
[null,6.4930000000000003,9.0487613407596743E-2,0.16854326226841077,6.4930000000000003]
[null,6.524,9.2138979501647553E-2,0.16885306933408598,6.524]
[null,6.5419999999999998,9.307995456986165E-2,0.16898335840799919,6.5419999999999998]
[null,6.5720000000000001,9.4618469530465377E-2,0.16911954098241214,6.5720000000000001]
[null,6.6189999999999998,9.6952278408683312E-2,0.16912972851227845,6.6189999999999998]
[null,6.6210000000000004,9.7049479852951578E-2,0.16912467251386892,6.6210000000000004]
[null,6.665,9.9143471872202488E-2,0.1689005102076446,6.665]
[null,6.6980000000000004,0.10065728299171967,0.16859125212055553,6.6980000000000004]
[null,6.7290000000000001,0.10203417362910218,0.16819137651895599,6.7290000000000001]
[null,6.7469999999999999,0.1028132804262266,0.16791091642224329,6.7469999999999999]
[null,6.7780000000000005,0.1041195046470588,0.16734542820539938,6.7780000000000005]
[null,6.7940000000000005,0.10477589137986994,0.16701303191659941,6.7940000000000005]
[null,6.8260000000000005,0.10605188346487487,0.16626626824689716,6.8260000000000005]
[null,6.8570000000000002,0.10724070566386439,0.16543976323837789,6.8570000000000002]
[null,6.8879999999999999,0.10838239790014556,0.16451328680698829,6.8879999999999999]
[null,6.9210000000000003,0.1095453512955437,0.16341897695593122,6.9210000000000003]
[null,6.9649999999999999,0.11101088258583391,0.16179013637397255,6.9649999999999999]
[null,6.9830000000000005,0.11158212260955422,0.16106899460129911,6.9830000000000005]
[null,7.0140000000000002,0.1125270796509824,0.15975404270656732,7.0140000000000002]
[null,7.0440000000000005,0.11339444776901764,0.15839532264173123,7.0440000000000005]
[null,7.0620000000000003,0.11389249466499668,0.15754026041584077,7.0620000000000003]
[null,7.093,0.11471069543148658,0.15599921580011589,7.093]
[null,7.1240000000000006,0.11547861809817929,0.15437370484862506,7.1240000000000006]
[null,7.1429999999999998,0.115924323206878,0.15333678007737134,7.1429999999999998]
[null,7.1719999999999997,0.11656791212438725,0.1516961951222848,7.1719999999999997]
[null,7.2190000000000003,0.11751648119059011,0.14889400053078031,7.2190000000000003]
[null,7.25,0.11807798823581613,0.14695291919361858,7.25]
[null,7.266,0.11834781560807955,0.14592338715024242,7.266]
[null,7.298,0.11884662552691463,0.14380988020289062,7.298]
[null,7.3289999999999997,0.11927790892104705,0.14169594182391726,7.3289999999999997]
[null,7.3470000000000004,0.1195048859414129,0.14043976999114394,7.3470000000000004]
[null,7.3929999999999998,0.1200067880070692,0.13713889655962078,7.3929999999999998]
[null,7.4080000000000004,0.12014620525171371,0.13603572600019315,7.4080000000000004]
[null,7.4260000000000002,0.12029780186890639,0.13469543354550673,7.4260000000000002]
[null,7.4569999999999999,0.12051882084563424,0.13234690655730635,7.4569999999999999]
[null,7.4880000000000004,0.12068932376569237,0.12995053187708641,7.4880000000000004]
[null,7.5339999999999998,0.12084976324118753,0.12631422161396241,7.5339999999999998]
[null,7.5650000000000004,0.12089592734173538,0.12381480790256187,7.5650000000000004]
[null,7.5830000000000002,0.12089999513604557,0.12234723525421157,7.5830000000000002]
[null,7.6150000000000002,0.12086625175698558,0.11971138697674516,7.6150000000000002]
[null,7.6440000000000001,0.12079068893637232,0.11729596108364812,7.6440000000000001]
[null,7.6619999999999999,0.1207224399179051,0.11578539860632621,7.6619999999999999]
[null,7.6930000000000005,0.12056688378164887,0.11316607485968813,7.6930000000000005]
[null,7.7140000000000004,0.12043439321814102,0.1113805472854031,7.7140000000000004]
[null,7.7700000000000005,0.11997543398524908,0.10658518926834312,7.7700000000000005]
[null,7.7720000000000002,0.11995622989689329,0.10641321125935491,7.7720000000000002]
[null,7.819,0.11944992070465665,0.10236274801727256,7.819]
[null,7.8369999999999997,0.11922835064201538,0.10080863112953528,7.8369999999999997]
[null,7.88,0.11863809961707128,9.7095637482518662E-2,7.88]
[null,7.8980000000000006,0.11836585222810593,9.5543045807233704E-2,7.8980000000000006]
[null,7.9290000000000003,0.11786274795865584,9.2874416353932995E-2,7.9290000000000003]
[null,7.9640000000000004,0.11724350920304942,8.9873522432081715E-2,7.9640000000000004]
[null,7.9770000000000003,0.11699989172911417,8.8763184606779358E-2,7.9770000000000003]
[null,8.0080000000000009,0.11638969737658145,8.6127008602013846E-2,8.0080000000000009]
[null,8.0549999999999997,0.11538752480556204,8.216796369758772E-2,8.0549999999999997]
[null,8.0590000000000011,0.11529802905353163,8.183345432493426E-2,8.0590000000000011]
[null,8.0869999999999997,0.11465345111290808,7.9503938285373429E-2,8.0869999999999997]
[null,8.1340000000000003,0.1135016982269655,7.5646365058420553E-2,8.1340000000000003]
[null,8.1650000000000009,0.1126955364083599,7.3142900789827089E-2,8.1650000000000009]
[null,8.1859999999999999,0.112129023770891,7.1467421545699406E-2,8.1859999999999999]
[null,8.213000000000001,0.11137701306778465,6.9339252512628971E-2,8.213000000000001]
[null,8.2439999999999998,0.1104816172453679,6.6934304687367177E-2,8.2439999999999998]
[null,8.2620000000000005,0.1099464162435858,6.555787705161828E-2,8.2620000000000005]
[null,8.3090000000000011,0.10849772252027137,6.203777379978985E-2,8.3090000000000011]
[null,8.3390000000000004,0.10753562462984849,5.9850110302660943E-2,8.3390000000000004]
[null,8.370000000000001,0.10651210250778681,5.7640950721112243E-2,8.370000000000001]
[null,8.4009999999999998,0.10545985608226517,5.548647504726021E-2,8.4009999999999998]
[null,8.4190000000000005,0.10483614169220248,5.4261499962203745E-2,8.4190000000000005]
[null,8.4380000000000006,0.10416793519708298,5.2989794062124028E-2,8.4380000000000006]
[null,8.48,0.10265629590476108,5.0258726253451347E-2,8.48]
[null,8.4979999999999993,0.10199444413741335,4.9122963422157669E-2,8.4979999999999993]
[null,8.5289999999999999,0.10083580122543394,4.7217147610834245E-2,8.5289999999999999]
[null,8.5649999999999995,9.9461813762865864E-2,4.5085617699731004E-2,8.5649999999999995]
[null,8.577,9.8997324634869918E-2,4.4395010253277647E-2,8.577]
[null,8.6080000000000005,9.7783076405697694E-2,4.2657838971440869E-2,8.6080000000000005]
[null,8.6549999999999994,9.5904975290508523E-2,4.0155370210532157E-2,8.6549999999999994]
[null,8.6880000000000006,9.4561550800170688E-2,3.8494681391583012E-2,8.6880000000000006]
[null,8.7159999999999993,9.3406915044305899E-2,3.7148903951658208E-2,8.7159999999999993]
[null,8.734,9.2657940164820957E-2,3.6314718465082066E-2,8.734]
[null,8.7650000000000006,9.1356529659382138E-2,3.493525274100559E-2,8.7650000000000006]
[null,8.7870000000000008,9.042467840481791E-2,3.4000392418754057E-2,8.7870000000000008]
[null,8.8130000000000006,8.931522068643373E-2,3.2942963007592044E-2,8.8130000000000006]
[null,8.8439999999999994,8.7981775186510111E-2,3.1749451992234938E-2,8.8439999999999994]
[null,8.891,8.5940629514834582E-2,3.0079551630285851E-2,8.891]
[null,8.91,8.5109646493293514E-2,2.9452147529122619E-2,8.91]
[null,8.9390000000000001,8.3835709859712823E-2,2.8547210620404988E-2,8.9390000000000001]
[null,8.9700000000000006,8.2467419972893211E-2,2.7649867189965295E-2,8.9700000000000006]
[null,9.0009999999999994,8.1093575566451817E-2,2.6824258557933758E-2,9.0009999999999994]
[null,9.0090000000000003,8.0738276934761655E-2,2.6622752437440271E-2,9.0090000000000003]
[null,9.0489999999999995,7.8958106460064265E-2,2.5685577495742837E-2,9.0489999999999995]
[null,9.08,7.7575380705333985E-2,2.5038930655432081E-2,9.08]
[null,9.0980000000000008,7.6771769763840592E-2,2.469488353170509E-2,9.0980000000000008]
[null,9.1319999999999997,7.5253284881973331E-2,2.4106958243711989E-2,9.1319999999999997]
[null,9.1750000000000007,7.3333768903997634E-2,2.3476895857191347E-2,9.1750000000000007]
[null,9.2059999999999995,7.1952086833786705E-2,2.3099123235208029E-2,9.2059999999999995]
[null,9.2370000000000001,7.0573423045361239E-2,2.2783471452867635E-2,9.2370000000000001]
[null,9.2590000000000003,6.9597425274353239E-2,2.2596133629348598E-2,9.2590000000000003]
[null,9.2850000000000001,6.8447123129293297E-2,2.2412906582162124E-2,9.2850000000000001]
[null,9.3030000000000008,6.7653057187210153E-2,2.2309682111855654E-2,9.3030000000000008]
[null,9.3339999999999996,6.6290543735436733E-2,2.217585441756308E-2,9.3339999999999996]
[null,9.354000000000001,6.5415278040740404E-2,2.2118149704386282E-2,9.354000000000001]
[null,9.3819999999999997,6.4195454706846691E-2,2.207372694474961E-2,9.3819999999999997]
[null,9.4130000000000003,6.2853250996200191E-2,2.2072099160609891E-2,9.4130000000000003]
[null,9.4440000000000008,6.1520678282931868E-2,2.2118053038635097E-2,9.4440000000000008]
[null,9.4809999999999999,5.9944045155105263E-2,2.2231624704843432E-2,9.4809999999999999]
[null,9.5210000000000008,5.8258152987731369E-2,2.2421373786718393E-2,9.5210000000000008]
[null,9.5389999999999997,5.7506263563264569E-2,2.2527955501600617E-2,9.5389999999999997]
[null,9.57,5.6221794453830014E-2,2.2740252187157119E-2,9.57]
[null,9.604000000000001,5.4829030253254293E-2,2.3012005847194053E-2,9.604000000000001]
[null,9.6180000000000003,5.4260632221782755E-2,2.3134886434273201E-2,9.6180000000000003]
[null,9.6490000000000009,5.3013060972758583E-2,2.342799087662633E-2,9.6490000000000009]
[null,9.68,5.1781255594755903E-2,2.3747655331120388E-2,9.68]
[null,9.7029999999999994,5.0877925756711559E-2,2.4000250714224104E-2,9.7029999999999994]
[null,9.7279999999999998,4.9906624361171083E-2,2.4288145431606907E-2,9.7279999999999998]
[null,9.7750000000000004,4.811152844038373E-2,2.4861655223804013E-2,9.7750000000000004]
[null,9.8060000000000009,4.6950465858522097E-2,2.5258850848183349E-2,9.8060000000000009]
[null,9.8260000000000005,4.6211380695944188E-2,2.5521434156171127E-2,9.8260000000000005]
[null,9.854000000000001,4.5190133186660986E-2,2.589564153378851E-2,9.854000000000001]
[null,9.8849999999999998,4.4078200386688464E-2,2.6316551539439532E-2,9.8849999999999998]
[null,9.9030000000000005,4.344177486583476E-2,2.6563038090481588E-2,9.9030000000000005]
[null,9.9529999999999994,4.1710263255493485E-2,2.7250394005304181E-2,9.9529999999999994]
[null,9.9640000000000004,4.1336622817607131E-2,2.7401305323603332E-2,9.9640000000000004]
[null,10.011000000000001,3.9770400371271275E-2,2.8040320355314681E-2,10.011000000000001]
[null,10.042,3.8764590566214778E-2,2.8453430117979489E-2,10.042]
[null,10.044,3.8700452128538551E-2,2.8479776105995256E-2,10.044]
[null,10.082000000000001,3.7499322806920206E-2,2.8971749359466531E-2,10.082000000000001]
[null,10.121,3.630149673014272E-2,2.9456374101005049E-2,10.121]
[null,10.138999999999999,3.5760706042066451E-2,2.9671793770014276E-2,10.138999999999999]
[null,10.17,3.4847333301653578E-2,3.0028837884296233E-2,10.17]
[null,10.205,3.3843639677359469E-2,3.0408315274289666E-2,10.205]
[null,10.218,3.3478315002740226E-2,3.054228901899575E-2,10.218]
[null,10.249000000000001,3.2623564094924611E-2,3.0845288343082488E-2,10.249000000000001]
[null,10.295999999999999,3.1371897921270542E-2,3.1256805408764299E-2,10.295999999999999]
[null,10.304,3.116417040781494E-2,3.1320719449640454E-2,10.304]
[null,10.357000000000001,2.9827120488561149E-2,3.1695812398484298E-2,10.357000000000001]
[null,10.375,2.9388496428817225E-2,3.1803219857737833E-2,10.375]
[null,10.406000000000001,2.8651442697744306E-2,3.196320992540521E-2,10.406000000000001]
[null,10.427,2.8165315627012712E-2,3.2053073086256198E-2,10.427]
[null,10.454000000000001,2.7555872959917051E-2,3.2145958373826167E-2,10.454000000000001]
[null,10.484999999999999,2.687766638086474E-2,3.2220339459366275E-2,10.484999999999999]
[null,10.503,2.6494377993524755E-2,3.2247348644192243E-2,10.503]
[null,10.554,2.5450010049573361E-2,3.2257768193987638E-2,10.554]
[null,10.564,2.5252396896296173E-2,3.2248175129102233E-2,10.564]
[null,10.611000000000001,2.4354746434313061E-2,3.2151169195015476E-2,10.611000000000001]
[null,10.641999999999999,2.3790498563014489E-2,3.2039928155031157E-2,10.641999999999999]
[null,10.649000000000001,2.3666116209521516E-2,3.2009582747622278E-2,10.649000000000001]
[null,10.69,2.2959757478363225E-2,3.1793120612163168E-2,10.69]
[null,10.721,2.245053058687253E-2,3.1585601554609856E-2,10.721]
[null,10.739000000000001,2.2164531639714203E-2,3.144785973861243E-2,10.739000000000001]
[null,10.776,2.1598656604653189E-2,3.1125259646138687E-2,10.776]
[null,10.8,2.1247211806783836E-2,3.0887915589821475E-2,10.8]
[null,10.847,2.0593802318835744E-2,3.0360320536178612E-2,10.847]
[null,10.849,2.0567005353595E-2,3.0336054935597614E-2,10.849]
[null,10.903,1.9873882434726965E-2,2.9626412027796683E-2,10.903]
[null,10.926,1.9596137495969883E-2,2.9293047092785851E-2,10.926]
[null,10.957000000000001,1.9237867018278877E-2,2.8815462112209603E-2,10.957000000000001]
[null,10.975,1.9038153907914482E-2,2.8523706453951095E-2,10.975]
[null,10.998000000000001,1.8791682076434467E-2,2.8135970955766872E-2,10.998000000000001]
[null,11.036,1.8405418174470087E-2,2.7460131601677387E-2,11.036]
[null,11.054,1.8231349978971793E-2,2.7125359366888258E-2,11.054]
[null,11.085000000000001,1.7944618020879006E-2,2.6527952441853318E-2,11.085000000000001]
[null,11.125,1.759834556185641E-2,2.5720559892758142E-2,11.125]
[null,11.162000000000001,1.7300957331190324E-2,2.4940200421830094E-2,11.162000000000001]
[null,11.164,1.7285492054109695E-2,2.4897166596506738E-2,11.164]
[null,11.211,1.6939489263443901E-2,2.3862903884413068E-2,11.211]
[null,11.248000000000001,1.668984732108058E-2,2.3020768555380301E-2,11.248000000000001]
[null,11.272,1.6538164709258785E-2,2.2463227638668544E-2,11.272]
[null,11.290000000000001,1.6429517112161354E-2,2.2039965017542205E-2,11.290000000000001]
[null,11.321,1.6252347089664193E-2,2.1302121931286763E-2,11.321]
[null,11.347,1.6113123253381968E-2,2.0676005683604292E-2,11.347]
[null,11.369,1.6001745132278328E-2,2.0142086583798957E-2,11.369]
[null,11.4,1.5854412577246822E-2,1.9384988178697358E-2,11.4]
[null,11.447000000000001,1.5651378395208575E-2,1.8231256156562528E-2,11.447000000000001]
[null,11.47,1.5560467410512695E-2,1.7666197699775406E-2,11.47]
[null,11.495000000000001,1.5467606256851972E-2,1.7053138940318131E-2,11.495000000000001]
[null,11.526,1.5360666524929919E-2,1.6296366611465787E-2,11.526]
[null,11.557,1.5262321153980057E-2,1.5545536284340506E-2,11.557]
[null,11.575000000000001,1.520895466575598E-2,1.5113198689623497E-2,11.575000000000001]
[null,11.599,1.514185674820567E-2,1.4541825131273679E-2,11.599]
[null,11.636000000000001,1.5046986077252821E-2,1.3674543836335162E-2,11.636000000000001]
[null,11.654,1.5004369930771266E-2,1.3259540719112008E-2,11.654]
[null,11.685,1.4936035024824542E-2,1.2556993630434736E-2,11.685]
[null,11.726000000000001,1.4854753252194104E-2,1.1654585037803545E-2,11.726000000000001]
[null,11.762,1.4791110746101956E-2,1.0890732590155532E-2,11.762]
[null,11.793000000000001,1.4741499008275186E-2,1.0256749660352291E-2,11.793000000000001]
[null,11.811,1.4714701031730342E-2,9.899501466855273E-3,11.811]
[null,11.849,1.4662501436443218E-2,9.1733551829709624E-3,11.849]
[null,11.859,1.4649671886664408E-2,8.9888872165282824E-3,11.859]
[null,11.89,1.4612055680803759E-2,8.4354718097697391E-3,11.89]
[null,11.920999999999999,1.4577366784868078E-2,7.9110979105277181E-3,11.920999999999999]
[null,11.948,1.4549212050834884E-2,7.4791497837313307E-3,11.948]
[null,11.968999999999999,1.4528456849808901E-2,7.1597144120265441E-3,11.968999999999999]
[null,12,1.4499363240591936E-2,6.7154499382267915E-3,12]
[null,12.047000000000001,1.4457988713513833E-2,6.1061183699774764E-3,12.047000000000001]
[null,12.071,1.4437772878002769E-2,5.8257463490629571E-3,12.071]
[null,12.095000000000001,1.4417955452551479E-2,5.566677612554834E-3,12.095000000000001]
[null,12.125999999999999,1.4392690328943924E-2,5.2640839458438331E-3,12.125999999999999]
[null,12.157,1.4367496042824914E-2,4.9981127056125067E-3,12.157]
[null,12.198,1.4333750029667611E-2,4.7032814881662818E-3,12.198]
[null,12.205,1.4327895592214117E-2,4.6594664408408648E-3,12.205]
[null,12.236000000000001,1.4301493582175615E-2,4.4883726579254737E-3,12.236000000000001]
[null,12.282999999999999,1.4259512336195192E-2,4.3003832309915137E-3,12.282999999999999]
[null,12.293000000000001,1.4250203655217876E-2,4.271458676478497E-3,12.293000000000001]
[null,12.331,1.4213388999001373E-2,4.1967340107875502E-3,12.331]
[null,12.362,1.4181449136051291E-2,4.1766628402898406E-3,12.362]
[null,12.393000000000001,1.4147564636353291E-2,4.1927676123340411E-3,12.393000000000001]
[null,12.42,1.411631249898054E-2,4.2357484745717856E-3,12.42]
[null,12.441000000000001,1.4090802676415158E-2,4.2874629416315806E-3,12.441000000000001]
[null,12.459,1.4068054563654096E-2,4.34429137662019E-3,12.459]
[null,12.49,1.4026871340803347E-2,4.4686190861182619E-3,12.49]
[null,12.543000000000001,1.3950209293222523E-2,4.7558546206633457E-3,12.543000000000001]
[null,12.567,1.3912752309684948E-2,4.9155200380922304E-3,12.567]
[null,12.598000000000001,1.3861722010705246E-2,5.1476302622050114E-3,12.598000000000001]
[null,12.629,1.3807615075576846E-2,5.4075074117325775E-3,12.629]
[null,12.641999999999999,1.3783988523356341E-2,5.5243671703044273E-3,12.641999999999999]
[null,12.677,1.3717572479570164E-2,5.8608733066599968E-3,12.677]
[null,12.695,1.3681799753466058E-2,6.0457370889959155E-3,12.695]
[null,12.726000000000001,1.3617580426681774E-2,6.3815933702552133E-3,12.726000000000001]
[null,12.765000000000001,1.3532042921525787E-2,6.8329496286038179E-3,12.765000000000001]
[null,12.774000000000001,1.3511546957249852E-2,6.9412910989130171E-3,12.774000000000001]
[null,12.805,1.3438768345428505E-2,7.3253481678395641E-3,12.805]
[null,12.852,1.3321967969153756E-2,7.9360219718654403E-3,12.852]
[null,12.864000000000001,1.3290900856353767E-2,8.0966520181348541E-3,12.864000000000001]
[null,12.913,1.3158816184738711E-2,8.7684572017952996E-3,12.913]
[null,12.931000000000001,1.3108201762132531E-2,9.0204562521574438E-3,12.931000000000001]
[null,12.962,1.3018428052563157E-2,9.4591217742166257E-3,12.962]
[null,12.987,1.2943658163079855E-2,9.8158513647266833E-3,12.987]
[null,13.01,1.2873027580753552E-2,1.0145253916254418E-2,13.01]
[null,13.041,1.2775085247805424E-2,1.058935346084219E-2,13.041]
[null,13.088000000000001,1.2620737886549042E-2,1.1258141637911986E-2,13.088000000000001]
[null,13.114000000000001,1.2532416744421869E-2,1.1623228080534335E-2,13.114000000000001]
[null,13.120000000000001,1.2511745596787034E-2,1.1706791490909384E-2,13.120000000000001]
[null,13.167,1.2346177822376479E-2,1.2349978686970959E-2,13.167]
[null,13.198,1.2233557735490501E-2,1.2760635005462035E-2,13.198]
[null,13.229000000000001,1.2118355087641511E-2,1.3157961476469721E-2,13.229000000000001]
[null,13.243,1.206551360136136E-2,1.3332464226580411E-2,13.243]
[null,13.277000000000001,1.1935164501757516E-2,1.3741991013587595E-2,13.277000000000001]
[null,13.295,1.1865042454914897E-2,1.3949927220125481E-2,13.295]
[null,13.326000000000001,1.1742563418093719E-2,1.4292276200118378E-2,13.326000000000001]
[null,13.366,1.1581517989771046E-2,1.470192913058512E-2,13.366]
[null,13.403,1.1429778592913047E-2,1.504564991224343E-2,13.403]
[null,13.434000000000001,1.1300780944133851E-2,1.5305493449559258E-2,13.434000000000001]
[null,13.452,1.1225162480935141E-2,1.5443948399127393E-2,13.452]
[null,13.465,1.1170242969055074E-2,1.5538067093203017E-2,13.465]
[null,13.513,1.0965438061286111E-2,1.5841166735876863E-2,13.513]
[null,13.531000000000001,1.0887896201241636E-2,1.5936162175055803E-2,13.531000000000001]
[null,13.562000000000001,1.0753534999746479E-2,1.6074978988230883E-2,13.562000000000001]
[null,13.588000000000001,1.0640146196195036E-2,1.6166613586355068E-2,13.588000000000001]
[null,13.61,1.054377788413499E-2,1.6226077881017618E-2,13.61]
[null,13.641,1.0407441839776869E-2,1.6281208505654048E-2,13.641]
[null,13.688000000000001,1.0199849460213089E-2,1.6299620622938302E-2,13.688000000000001]
[null,13.715,1.0080294963502084E-2,1.627415609588119E-2,13.715]
[null,13.749000000000001,9.9296306854889486E-3,1.6204332106582644E-2,13.749000000000001]
[null,13.766999999999999,9.8498799882156072E-3,1.6150276802657126E-2,13.766999999999999]
[null,13.798,9.7126606818361896E-3,1.6029459064747925E-2,13.798]
[null,13.81,9.6596141754206645E-3,1.5973297383516341E-2,13.81]
[null,13.846,9.500825935621739E-3,1.577354996210107E-2,13.846]
[null,13.877000000000001,9.3646494860138724E-3,1.5564328364862405E-2,13.877000000000001]
[null,13.923999999999999,9.1595112469284659E-3,1.5182709524557206E-2,13.923999999999999]
[null,13.937000000000001,9.1031083994460183E-3,1.5063728986804518E-2,13.937000000000001]
[null,13.956,9.0209736231083686E-3,1.4879592342989089E-2,13.956]
[null,14.003,8.8195130916924463E-3,1.437318568011341E-2,14.003]
[null,14.034000000000001,8.6881424587767694E-3,1.400093890083793E-2,14.034000000000001]
[null,14.064,8.5622894089349526E-3,1.3613142342883081E-2,14.064]
[null,14.082000000000001,8.4874279480584361E-3,1.3367981325200741E-2,14.082000000000001]
[null,14.113,8.3597214501850668E-3,1.2924817034598865E-2,14.113]
[null,14.131,8.2863157605795948E-3,1.2655861845188307E-2,14.131]
[null,14.159000000000001,8.1732793621823886E-3,1.2221430946522862E-2,14.159000000000001]
[null,14.192,8.0419477509588271E-3,1.1685913915558078E-2,14.192]
[null,14.239000000000001,7.8586522128367732E-3,1.088358461005935E-2,14.239000000000001]
[null,14.241,7.8509543843621361E-3,1.0848498995955497E-2,14.241]
[null,14.286,7.6800508821968589E-3,1.0041000381078875E-2,14.286]
[null,14.318,7.5612844052674703E-3,9.4480663083285846E-3,14.318]
[null,14.349,7.4485100683014923E-3,8.8614424577172519E-3,14.349]
[null,14.367000000000001,7.384085921536207E-3,8.5162152738171674E-3,14.367000000000001]
[null,14.409000000000001,7.2368662025415042E-3,7.7005171418715549E-3,14.409000000000001]
[null,14.415000000000001,7.2161956934194789E-3,7.5830788214777643E-3,14.415000000000001]
[null,14.446,7.1108624945549108E-3,6.973906417529277E-3,14.446]
[null,14.477,7.0080183800217116E-3,6.3624730784267967E-3,14.477]
[null,14.508000000000001,6.9077064923978677E-3,5.7512204142895918E-3,14.508000000000001]
[null,14.554,6.7636006310007159E-3,4.8497825698984743E-3,14.554]
[null,14.585000000000001,6.6697251270214858E-3,4.2495886340666519E-3,14.585000000000001]
[null,14.603,6.616424523060156E-3,3.9049280542683817E-3,14.603]
[null,14.631,6.5352856563223203E-3,3.3757358076576868E-3,14.631]
[null,14.651,6.4786553509833898E-3,3.0037658030436769E-3,14.651]
[null,14.682,6.3930676297784027E-3,2.4387806543274722E-3,14.682]
[null,14.713000000000001,6.3101436809791548E-3,1.8898976401828839E-3,14.713000000000001]
[null,14.73,6.2657994876448922E-3,1.5965504633628277E-3,14.73]
[null,14.761000000000001,6.1869930098744233E-3,1.0770293638991037E-3,14.761000000000001]
[null,14.792,6.110832784859614E-3,5.7922344363731289E-4,14.792]
[null,14.839,6.0003729909897637E-3,-1.2951329012141077E-4,14.839]
[null,14.870000000000001,5.9307862673445939E-3,-5.6377413602724802E-4,14.870000000000001]
[null,14.887,5.8937170197845366E-3,-7.8991627739635056E-4,14.887]
[null,14.918000000000001,5.8280882509027408E-3,-1.1792786517515405E-3,14.918000000000001]
[null,14.949,5.764969983896146E-3,-1.5375458291399646E-3,14.949]
[null,14.967000000000001,5.7294566483406242E-3,-1.7307063284576017E-3,14.967000000000001]
[null,15.01,5.6479367861520403E-3,-2.1460783355758441E-3,15.01]
[null,15.044,5.5867220205083187E-3,-2.42681881656737E-3,15.044]
[null,15.046000000000001,5.5832086725554793E-3,-2.4419857702501126E-3,15.046000000000001]
[null,15.077,5.5299739936814007E-3,-2.6575556156824102E-3,15.077]
[null,15.109,5.4773878462474872E-3,-2.8409875494360241E-3,15.109]
[null,15.154,5.4073763310139413E-3,-3.0302542812998823E-3,15.154]
[null,15.185,5.3617313247768294E-3,-3.1131821825984996E-3,15.185]
[null,15.203000000000001,5.3361641269042718E-3,-3.1434014178403132E-3,15.203000000000001]
[null,15.232000000000001,5.2963776634962125E-3,-3.1642627806608217E-3,15.232000000000001]
[null,15.250999999999999,5.2712265218850122E-3,-3.159293638745923E-3,15.250999999999999]
[null,15.282,5.2316962865377918E-3,-3.1195661313400663E-3,15.282]
[null,15.313000000000001,5.1939672541489188E-3,-3.0408335484311162E-3,15.313000000000001]
[null,15.359,5.1411354536592046E-3,-2.8530040819457411E-3,15.359]
[null,15.39,5.1075419345685599E-3,-2.6794479823622885E-3,15.39]
[null,15.391999999999999,5.1054278517715605E-3,-2.6669740396450224E-3,15.391999999999999]
[null,15.439,5.0575205458508856E-3,-2.3302418853547984E-3,15.439]
[null,15.454000000000001,5.0429198079928773E-3,-2.2055214123622904E-3,15.454000000000001]
[null,15.487,5.0119016847856605E-3,-1.9027473564712117E-3,15.487]
[null,15.518000000000001,4.9840725526385452E-3,-1.5839451048317056E-3,15.518000000000001]
[null,15.548999999999999,4.9574262809697978E-3,-1.233353358857216E-3,15.548999999999999]
[null,15.581,4.9310725473044291E-3,-8.3984156946506627E-4,15.581]
[null,15.597,4.9183062495427449E-3,-6.3164171329005772E-4,15.597]
[null,15.644,4.8822574625527167E-3,2.1076021833807412E-5,15.644]
[null,15.675000000000001,4.8595616312834336E-3,4.8259704115396346E-4,15.675000000000001]
[null,15.704000000000001,4.8390228684832811E-3,9.3441401075231717E-4,15.704000000000001]
[null,15.723000000000001,4.825897039494177E-3,1.2400395937948571E-3,15.723000000000001]
[null,15.754,4.8049885054406681E-3,1.753407051155358E-3,15.754]
[null,15.785,4.7846406376981414E-3,2.2828977064990111E-3,15.785]
[null,15.803000000000001,4.7730525082386203E-3,2.596753473553693E-3,15.803000000000001]
[null,15.833,4.7540608757579757E-3,3.1286730352720737E-3,15.833]
[null,15.851000000000001,4.742835267939052E-3,3.452282930611391E-3,15.851000000000001]
[null,15.882,4.7237509955177668E-3,4.0156555912510428E-3,15.882]
[null,15.926,4.6970819485890342E-3,4.8237461055863299E-3,15.926]
[null,15.959,4.6772964988036096E-3,5.4321041012399002E-3,15.959]
[null,15.99,4.6587995727202574E-3,6.0020483398154096E-3,15.99]
[null,16.007999999999999,4.6480733215969496E-3,6.3311687012589015E-3,16.007999999999999]
[null,16.024999999999999,4.6379387570513828E-3,6.6401674921539883E-3,16.024999999999999]
[null,16.068999999999999,4.6116184529359757E-3,7.4283472150845926E-3,16.068999999999999]
[null,16.087,4.600785435703472E-3,7.7446076296436728E-3,16.087]
[null,16.118000000000002,4.5819957885477255E-3,8.2787137868318202E-3,16.118000000000002]
[null,16.148,4.563610079201144E-3,8.780691371150541E-3,16.148]
[null,16.195,4.534298328023865E-3,9.5319162914937663E-3,16.195]
[null,16.196999999999999,4.5330352591324867E-3,9.5628188388366224E-3,16.196999999999999]
[null,16.244,4.5029289275590927E-3,1.0260942427871766E-2,16.244]
[null,16.274999999999999,4.4825824465561694E-3,1.0689333684657416E-2,16.274999999999999]
[null,16.305,4.4624805002445832E-3,1.107709368606955E-2,16.305]
[null,16.323,4.4502117390627901E-3,1.1296258149507757E-2,16.323]
[null,16.353999999999999,4.4286959509743208E-3,1.1648598590553181E-2,16.353999999999999]
[null,16.385000000000002,4.406666556717358E-3,1.1967488709876415E-2,16.385000000000002]
[null,16.404,4.392899437098462E-3,1.214561209623724E-2,16.404]
[null,16.433,4.3714832930779246E-3,1.2391048451193837E-2,16.433]
[null,16.48,4.3357009582950436E-3,1.2718052046721863E-2,16.48]
[null,16.510999999999999,4.31134816302988E-3,1.2883833906533922E-2,16.510999999999999]
[null,16.527000000000001,4.2985395635611627E-3,1.2953402683513401E-2,16.527000000000001]
[null,16.559000000000001,4.2724257533300518E-3,1.3059173160999433E-2,16.559000000000001]
[null,16.59,4.2464891956503666E-3,1.311847210391336E-2,16.59]
[null,16.608000000000001,4.231138273222035E-3,1.3133125897854762E-2,16.608000000000001]
[null,16.654,4.1909317284087285E-3,1.3103760328381934E-2,16.654]
[null,16.669,4.1775171147341627E-3,1.3073283243604022E-2,16.669]
[null,16.687000000000001,4.1612227322355023E-3,1.3023095193545565E-2,16.687000000000001]
[null,16.718,4.1326588619564758E-3,1.2901842514307709E-2,16.718]
[null,16.748999999999999,4.1034656568047709E-3,1.2736669595622861E-2,16.748999999999999]
[null,16.795000000000002,4.059004891859043E-3,1.2411413621564692E-2,16.795000000000002]
[null,16.826000000000001,4.0282888030771478E-3,1.2139051919499416E-2,16.826000000000001]
[null,16.844000000000001,4.0101816255394855E-3,1.1961634883058446E-2,16.844000000000001]
[null,16.876000000000001,3.977509114526899E-3,1.1611994158074873E-2,16.876000000000001]
[null,16.905000000000001,3.9473806682899151E-3,1.1258204487695619E-2,16.905000000000001]
[null,16.923000000000002,3.9284393072109734E-3,1.1021447747627221E-2,16.923000000000002]
[null,16.954000000000001,3.8953994661584728E-3,1.0583876357155323E-2,16.954000000000001]
[null,16.975000000000001,3.8727263843463125E-3,1.026672088665425E-2,16.975000000000001]
[null,17.001999999999999,3.8432433795819931E-3,9.8353633372237799E-3,17.001999999999999]
[null,17.033000000000001,3.8089523454158973E-3,9.3089221415743398E-3,17.033000000000001]
[null,17.080000000000002,3.7561236037085772E-3,8.4517459173148214E-3,17.080000000000002]
[null,17.097999999999999,3.7356414565275576E-3,8.1060546672355547E-3,17.097999999999999]
[null,17.141000000000002,3.6861992975585275E-3,7.2450656072566445E-3,17.141000000000002]
[null,17.158999999999999,3.6653031643476891E-3,6.8711800173480546E-3,17.158999999999999]
[null,17.190000000000001,3.6290646560325395E-3,6.2107337505905649E-3,17.190000000000001]
[null,17.225000000000001,3.5878049028804492E-3,5.4429804772175398E-3,17.225000000000001]
[null,17.238,3.5723958929026727E-3,5.1526469396844833E-3,17.238]
[null,17.269000000000002,3.5354885662009644E-3,4.4508135656247221E-3,17.269000000000002]
[null,17.315999999999999,3.4791602555695692E-3,3.3669336861821136E-3,17.315999999999999]
[null,17.32,3.4743489700985505E-3,3.2738783032712319E-3,17.32]
[null,17.347999999999999,3.4406077800779034E-3,2.6201889872114539E-3,17.347999999999999]
[null,17.395,3.383782314359293E-3,1.5188898281522697E-3,17.395]
[null,17.426000000000002,3.3462243397302128E-3,7.9439422294173313E-4,17.426000000000002]
[null,17.446999999999999,3.3207688517650994E-3,3.0643986994180299E-4,17.446999999999999]
[null,17.474,3.2880457015017385E-3,-3.1569183403430852E-4,17.474]
[null,17.504999999999999,3.2505107472880629E-3,-1.0201289689715492E-3,17.504999999999999]
[null,17.523,3.22874740615636E-3,-1.4231012609352157E-3,17.523]
[null,17.57,3.1720870807274738E-3,-2.4490636441553901E-3,17.57]
[null,17.600000000000001,3.1360896111936416E-3,-3.0802133733425895E-3,17.600000000000001]
[null,17.631,3.0990697325114372E-3,-3.7094545850280183E-3,17.631]
[null,17.661999999999999,3.0622636656180407E-3,-4.312408323164053E-3,17.661999999999999]
[null,17.669,3.0539856148458508E-3,-4.4446212226803474E-3,17.669]
[null,17.71,3.0057722283696265E-3,-5.1874205869371307E-3,17.71]
[null,17.741,2.9696582912405647E-3,-5.7105426253539152E-3,17.741]
[null,17.759,2.9488370149102511E-3,-5.9979148608520043E-3,17.759]
[null,17.792000000000002,2.9109703482502105E-3,-6.4916098389456584E-3,17.792000000000002]
[null,17.806999999999999,2.8938967103413248E-3,-6.7012090529340942E-3,17.806999999999999]
[null,17.838000000000001,2.8589031874177518E-3,-7.1036556102269631E-3,17.838000000000001]
[null,17.869,2.8243256229831728E-3,-7.462981935215194E-3,17.869]
[null,17.919,2.7694972337608328E-3,-7.9469265584607499E-3,17.919]
[null,17.946000000000002,2.7404039102810066E-3,-8.1570986459450923E-3,17.946000000000002]
[null,17.977,2.7074697181505908E-3,-8.3526194531696654E-3,17.977]
[null,17.995000000000001,2.6885848239845134E-3,-8.443235320225442E-3,17.995000000000001]
[null,18.026,2.6564846900659685E-3,-8.5591480507091807E-3,18.026]
[null,18.048000000000002,2.6340380324664167E-3,-8.6102089478212046E-3,18.048000000000002]
[null,18.074000000000002,2.6078774904077185E-3,-8.6368053712067034E-3,18.074000000000002]
[null,18.105,2.5772189061773216E-3,-8.6203955672835807E-3,18.105]
[null,18.123000000000001,2.5596887052658363E-3,-8.5867569750074264E-3,18.123000000000001]
[null,18.170999999999999,2.5139402278194153E-3,-8.4104460919846944E-3,18.170999999999999]
[null,18.2,2.487018702833901E-3,-8.2431679810341524E-3,18.2]
[null,18.231000000000002,2.4588504020396987E-3,-8.0142998781022184E-3,18.231000000000002]
[null,18.262,2.4313207400790578E-3,-7.7344615006696028E-3,18.262]
[null,18.27,2.4243208809551602E-3,-7.6540887631261229E-3,18.27]
[null,18.309999999999999,2.3899701550392921E-3,-7.203031174695014E-3,18.309999999999999]
[null,18.341000000000001,2.3640962942201096E-3,-6.7984192855275859E-3,18.341000000000001]
[null,18.359000000000002,2.349373969994799E-3,-6.5421172284088006E-3,18.359000000000002]
[null,18.393000000000001,2.3221704456721087E-3,-6.0166409418129039E-3,18.393000000000001]
[null,18.436,2.2889001630498756E-3,-5.2781996280282847E-3,18.436]
[null,18.466999999999999,2.2656987972520309E-3,-4.6977713063683316E-3,18.466999999999999]
[null,18.469000000000001,2.264224427684881E-3,-4.6590097621849579E-3,18.469000000000001]
[null,18.52,2.2275442233079873E-3,-3.6201021446381591E-3,18.52]
[null,18.545999999999999,2.2095185796417241E-3,-3.0555488848374186E-3,18.545999999999999]
[null,18.564,2.1973033505208635E-3,-2.6521310609924683E-3,18.564]
[null,18.594999999999999,2.1767676770696309E-3,-1.9352264455101652E-3,18.594999999999999]
[null,18.615000000000002,2.1638523811493438E-3,-1.459121098083228E-3,18.615000000000002]
[null,18.643000000000001,2.1462048263953164E-3,-7.7666070824488308E-4,18.643000000000001]
[null,18.673999999999999,2.1272484007984083E-3,-2.2268235777469364E-6,18.673999999999999]
[null,18.705000000000002,2.1088923686242E-3,7.8856033386295876E-4,18.705000000000002]
[null,18.742000000000001,2.087751917746964E-3,1.7486809883857091E-3,18.742000000000001]
[null,18.782,2.0658123556269907E-3,2.7995437336155587E-3,18.782]
[null,18.8,2.0562415111872795E-3,3.2746662824703881E-3,18.8]
[null,18.831,2.0401858841193575E-3,4.0932311826637896E-3,18.831]
[null,18.865000000000002,2.0231815165350263E-3,4.9874049669739861E-3,18.865000000000002]
[null,18.879000000000001,2.0163586082160099E-3,5.3533235564568946E-3,18.879000000000001]
[null,18.91,2.001611145576029E-3,6.1564198959493908E-3,18.91]
[null,18.940999999999999,1.9873452403816345E-3,6.9464403233579497E-3,18.940999999999999]
[null,18.963999999999999,1.9770609103588735E-3,7.5218201123409406E-3,18.963999999999999]
[null,18.989000000000001,1.9661619344590528E-3,8.1347749055520058E-3,18.989000000000001]
[null,19.036000000000001,1.9464247543862041E-3,9.2451362830457597E-3,19.036000000000001]
[null,19.067,1.9339163238673652E-3,9.9422962074337349E-3,19.067]
[null,19.087,1.9260498365498719E-3,1.0375193534959389E-2,19.087]
[null,19.115000000000002,1.9152924076320512E-3,1.0956915575707658E-2,19.115000000000002]
[null,19.146000000000001,1.9037132018439153E-3,1.1565104323110944E-2,19.146000000000001]
[null,19.164000000000001,1.8971412232842528E-3,1.1899706966135119E-2,19.164000000000001]
[null,19.213999999999999,1.8794291352551735E-3,1.2751833396602713E-2,19.213999999999999]
[null,19.225000000000001,1.8756333496146955E-3,1.2923165135745821E-2,19.225000000000001]
[null,19.272000000000002,1.8597894277505578E-3,1.3585126287661018E-2,19.272000000000002]
[null,19.274000000000001,1.859127974286434E-3,1.3610690393639543E-2,19.274000000000001]
[null,19.309000000000001,1.8477081077325529E-3,1.4022183253718651E-2,19.309000000000001]
[null,19.350999999999999,1.8343624875751235E-3,1.4423273881680699E-2,19.350999999999999]
[null,19.382000000000001,1.8247341089833863E-3,1.4651778994826722E-2,19.382000000000001]
[null,19.400000000000002,1.8192206394116069E-3,1.4757375046061186E-2,19.400000000000002]
[null,19.436,1.8083450015396506E-3,1.4907552899911759E-2,19.436]
[null,19.461000000000002,1.8008976378122493E-3,1.4963181517710341E-2,19.461000000000002]
[null,19.478999999999999,1.795582154152861E-3,1.4978206120263475E-2,19.478999999999999]
[null,19.510000000000002,1.7865070312526703E-3,1.4954515511076171E-2,19.510000000000002]
[null,19.559000000000001,1.7723266538157952E-3,1.4788245393762261E-2,19.559000000000001]
[null,19.587,1.7642900238390435E-3,1.4622220103776866E-2,19.587]
[null,19.588999999999999,1.7637173558367279E-3,1.4608388633820229E-2,19.588999999999999]
[null,19.635999999999999,1.7502954679170105E-3,1.4208080110679712E-2,19.635999999999999]
[null,19.667000000000002,1.74146235094195E-3,1.3865786304939455E-2,19.667000000000002]
[null,19.687999999999999,1.7354777703736416E-3,1.3599143116217972E-2,19.687999999999999]
[null,19.715,1.7277735008197062E-3,1.3215774769194683E-2,19.715]
[null,19.745999999999999,1.7189025666810524E-3,1.2720574014471291E-2,19.745999999999999]
[null,19.763999999999999,1.7137340025467386E-3,1.2406695653938114E-2,19.763999999999999]
[null,19.815000000000001,1.6989928999979354E-3,1.1416293363031432E-2,19.815000000000001]
[null,19.824999999999999,1.6960823004989007E-3,1.1205192822195545E-2,19.824999999999999]
[null,19.872,1.6822947415635024E-3,1.0142937615722492E-2,19.872]
[null,19.902999999999999,1.6730906460242327E-3,9.3824531642015471E-3,19.902999999999999]
[null,19.91,1.6709988894793434E-3,9.2045335269662874E-3,19.91]
[null,19.951000000000001,1.6586398052900395E-3,8.1194523939395746E-3,19.951000000000001]
[null,19.981999999999999,1.6491648845373815E-3,7.2537342931240558E-3,19.981999999999999]
[null,20,1.6436083319845002E-3,6.7347925572803797E-3,20]
[null,20.036999999999999,1.6320527760391905E-3,5.6343455293234642E-3,20.036999999999999]
[null,20.061,1.6244570011958144E-3,4.8988909367142508E-3,20.061]
[null,20.079000000000001,1.6187065179375324E-3,4.3375159966425013E-3,20.079000000000001]
[null,20.11,1.6086921104790453E-3,3.3537244339207871E-3,20.11]
[null,20.135999999999999,1.6001822520228959E-3,2.514798995149007E-3,20.135999999999999]
[null,20.187000000000001,1.5831887604379237E-3,8.4342892797432609E-4,20.187000000000001]
[null,20.218,1.5726608788794528E-3,-1.8202345054716719E-4,20.218]
[null,20.236000000000001,1.5664782914140939E-3,-7.7840784980126067E-4,20.236000000000001]
[null,20.259,1.5585036070938892E-3,-1.5396555347230081E-3,20.259]
[null,20.297000000000001,1.5451443756378221E-3,-2.7904480001761812E-3,20.297000000000001]
[null,20.315000000000001,1.5387367122505395E-3,-3.3777574878722256E-3,20.315000000000001]
[null,20.346,1.5275822607017236E-3,-4.377856523950412E-3,20.346]
[null,20.385999999999999,1.5129697175315969E-3,-5.6402099976697682E-3,20.385999999999999]
[null,20.394000000000002,1.5100179387638564E-3,-5.8880686397918755E-3,20.394000000000002]
[null,20.425000000000001,1.4984893421759495E-3,-6.83147036914202E-3,20.425000000000001]
[null,20.472000000000001,1.4807430307317137E-3,-8.2018924134541048E-3,20.472000000000001]
[null,20.481000000000002,1.4773090962507274E-3,-8.4549593513704412E-3,20.481000000000002]
[null,20.533000000000001,1.4572535272775172E-3,-9.8497778998885444E-3,20.533000000000001]
[null,20.551000000000002,1.4502289221425329E-3,-1.0303471295347163E-2,20.551000000000002]
[null,20.582000000000001,1.4380370310779905E-3,-1.1046184167148405E-2,20.582000000000001]
[null,20.608000000000001,1.4277240366658778E-3,-1.1628960786338538E-2,20.608000000000001]
[null,20.63,1.4189385628893963E-3,-1.2091722580856541E-2,20.63]
[null,20.661000000000001,1.4064724900821274E-3,-1.2693984451191999E-2,20.661000000000001]
[null,20.708000000000002,1.3873953551457423E-3,-1.3489173100606905E-2,20.708000000000002]
[null,20.731000000000002,1.3779895310466524E-3,-1.3823754765408718E-2,20.731000000000002]
[null,20.756,1.3677189788742234E-3,-1.4145011093465226E-2,20.756]
[null,20.786999999999999,1.3549226074876727E-3,-1.448011712382913E-2,20.786999999999999]
[null,20.818000000000001,1.342067425858756E-3,-1.4743153609248216E-2,20.818000000000001]
[null,20.830000000000002,1.3370774448550173E-3,-1.4825214386710766E-2,20.830000000000002]
[null,20.866,1.3220686754170661E-3,-1.5003978752141101E-2,20.866]
[null,20.897000000000002,1.3091067488645719E-3,-1.5075661460267169E-2,20.897000000000002]
[null,20.914999999999999,1.3015686018612999E-3,-1.5081912419157573E-2,20.914999999999999]
[null,20.952999999999999,1.285636473474243E-3,-1.500904278949995E-2,20.952999999999999]
[null,20.992000000000001,1.2692754317808301E-3,-1.4812271530762677E-2,20.992000000000001]
[null,21.023,1.2562768499097378E-3,-1.4567773328371947E-2,21.023]
[null,21.054000000000002,1.2432949480107626E-3,-1.4245752051657793E-2,21.054000000000002]
[null,21.080000000000002,1.2324271788108224E-3,-1.3916508740725924E-2,21.080000000000002]
[null,21.102,1.2232505468790476E-3,-1.3596310998796142E-2,21.102]
[null,21.12,1.215758141148173E-3,-1.330635189160807E-2,21.12]
[null,21.151,1.2028938008444871E-3,-1.2749007733938731E-2,21.151]
[null,21.182000000000002,1.1900876196553698E-3,-1.2120080411185102E-2,21.182000000000002]
[null,21.209,1.178988837921952E-3,-1.1515824314986918E-2,21.209]
[null,21.23,1.1703961217389772E-3,-1.10106849536844E-2,21.23]
[null,21.260999999999999,1.1577817847170787E-3,-1.0210896932702478E-2,21.260999999999999]
[null,21.308,1.1388350041157541E-3,-8.8820143802437104E-3,21.308]
[null,21.332000000000001,1.1292515614028499E-3,-8.1529193272109578E-3,21.332000000000001]
[null,21.356000000000002,1.1197352831079314E-3,-7.3920934939100593E-3,21.356000000000002]
[null,21.387,1.1075491225154234E-3,-6.3656012217688102E-3,21.387]
[null,21.417999999999999,1.0954895731218363E-3,-5.2939374045114611E-3,21.417999999999999]
[null,21.431000000000001,1.0904718946597473E-3,-4.8322152256752553E-3,21.431000000000001]
[null,21.466000000000001,1.0770844844616581E-3,-3.5565989986375765E-3,21.466000000000001]
[null,21.497,1.0653817787498751E-3,-2.3917909063872651E-3,21.497]
[null,21.544,1.0479318629658813E-3,-5.7544897876600845E-4,21.544]
[null,21.554000000000002,1.0442664429026038E-3,-1.8270871391376509E-4,21.554000000000002]
[null,21.591999999999999,1.0304950655859457E-3,1.3243324709340861E-3,21.591999999999999]
[null,21.623000000000001,1.019450110015638E-3,2.5654450138684788E-3,21.623000000000001]
[null,21.654,1.0085810313936868E-3,3.8107369491944144E-3,21.654]
[null,21.681000000000001,9.9926136590604026E-4,4.8941061467664294E-3,21.681000000000001]
[null,21.702000000000002,9.9210923518397356E-4,5.7332539179442109E-3,21.702000000000002]
[null,21.72,9.8604705985058574E-4,6.448542924478223E-3,21.72]
[null,21.751000000000001,9.7575639209769235E-4,7.668229191212907E-3,21.751000000000001]
[null,21.776,9.6759734620581461E-4,8.6371150731398647E-3,21.776]
[null,21.827999999999999,9.5103323824775182E-4,1.0595816555900575E-2,21.827999999999999]
[null,21.859000000000002,9.4142330334578018E-4,1.1717989267020614E-2,21.859000000000002]
[null,21.861000000000001,9.4081015765153705E-4,1.1789037968952705E-2,21.861000000000001]
[null,21.902999999999999,9.2812694858677817E-4,1.3238878086348467E-2,21.902999999999999]
[null,21.937999999999999,9.1783997524012405E-4,1.4378976654408661E-2,21.937999999999999]
[null,21.956,9.1264978742248461E-4,1.4938474459386744E-2,21.956]
[null,21.987000000000002,9.038708610921431E-4,1.5855622642374285E-2,21.987000000000002]
[null,22.026,8.9311307960591828E-4,1.6919353381022455E-2,22.026]
[null,22.035,8.9067575724298496E-4,1.7149664892749425E-2,22.035]
[null,22.065999999999999,8.8240984440913182E-4,1.7896961509024339E-2,22.065999999999999]
[null,22.097000000000001,8.7434330653832822E-4,1.8569720814200434E-2,22.097000000000001]
[null,22.125,8.6722735161969509E-4,1.9109989496113866E-2,22.125]
[null,22.173999999999999,8.5515769153035083E-4,1.9893330212952108E-2,22.173999999999999]
[null,22.192,8.5084482238621459E-4,2.0127185498929872E-2,22.192]
[null,22.222999999999999,8.4356694372894527E-4,2.0459662883153748E-2,22.222999999999999]
[null,22.248000000000001,8.3783390475723838E-4,2.0661592221646631E-2,22.248000000000001]
[null,22.271000000000001,8.3266521234145064E-4,2.0794119187510257E-2,22.271000000000001]
[null,22.302,8.2585618138186507E-4,2.0890692994224067E-2,22.302]
[null,22.349,8.1586914657903048E-4,2.085467675345784E-2,22.349]
[null,22.375,8.1051367014643456E-4,2.0739339551193302E-2,22.375]
[null,22.381,8.0929451946646757E-4,2.0703031600608924E-2,22.381]
[null,22.428000000000001,7.9995614078330959E-4,2.0292879185928168E-2,22.428000000000001]
[null,22.459,7.9399640776364223E-4,1.9900765765838373E-2,22.459]
[null,22.47,7.9191859037573004E-4,1.9738574449120229E-2,22.47]
[null,22.507000000000001,7.8506721285104882E-4,1.910537469225089E-2,22.507000000000001]
[null,22.538,7.7948498191066518E-4,1.8472369810267487E-2,22.538]
[null,22.556000000000001,7.7630738929759368E-4,1.8062795685179843E-2,22.556000000000001]
[null,22.597000000000001,7.6923702862386357E-4,1.7017658824425463E-2,22.597000000000001]
[null,22.617000000000001,7.6586928389712778E-4,1.6452799953173655E-2,22.617000000000001]
[null,22.664000000000001,7.5815298956343966E-4,1.4989686518937194E-2,22.664000000000001]
[null,22.666,7.5783055963345777E-4,1.4923344422473877E-2,22.666]
[null,22.696000000000002,7.5304946021552324E-4,1.3889950806597702E-2,22.696000000000002]
[null,22.743000000000002,7.4575756366085117E-4,1.2133888322460821E-2,22.743000000000002]
[null,22.774000000000001,7.4107130610510594E-4,1.0891091617476556E-2,22.774000000000001]
[null,22.792000000000002,7.3839219105142039E-4,1.0141093500333426E-2,22.792000000000002]
[null,22.823,7.3384603023329744E-4,8.8043445016221938E-3,22.823]
[null,22.849,7.3009536443639691E-4,7.6428462416958803E-3,22.849]
[null,22.871000000000002,7.2696310487071949E-4,6.6341256249739886E-3,22.871000000000002]
[null,22.902000000000001,7.2260925822602382E-4,5.1770305411857637E-3,22.902000000000001]
[null,22.949000000000002,7.161288465079834E-4,2.9017360023920503E-3,22.949000000000002]
[null,22.975999999999999,7.1246453092979004E-4,1.5666261228827489E-3,22.975999999999999]
[null,23.01,7.0790331102392728E-4,-1.3486588657107487E-4,23.01]
[null,23.028000000000002,7.0551005433237921E-4,-1.0417999152346341E-3,23.028000000000002]
[null,23.059000000000001,7.0141912604841216E-4,-2.6085292114793983E-3,23.059000000000001]
[null,23.071000000000002,6.9984499347556725E-4,-3.2153227721237222E-3,23.071000000000002]
[null,23.106999999999999,6.9514997395152267E-4,-5.031045906746575E-3,23.106999999999999]
[null,23.138000000000002,6.9113494105218099E-4,-6.5820705587697065E-3,23.138000000000002]
[null,23.155999999999999,6.8881324906329942E-4,-7.4741847223934801E-3,23.155999999999999]
[null,23.198,6.8341686623494581E-4,-9.5218855400110072E-3,23.198]
[null,23.216999999999999,6.8098271868505516E-4,-1.0428796960589631E-2,23.216999999999999]
[null,23.263999999999999,6.7497144164727161E-4,-1.2606322946856312E-2,23.263999999999999]
[null,23.295000000000002,6.7100846794957997E-4,-1.3981662684003898E-2,23.295000000000002]
[null,23.324999999999999,6.671700517146828E-4,-1.5258686328633968E-2,23.324999999999999]
[null,23.343,6.6486391071096228E-4,-1.5996790009824204E-2,23.343]
[null,23.373999999999999,6.6088421903846666E-4,-1.7214044822263849E-2,23.373999999999999]
[null,23.391999999999999,6.585675802249372E-4,-1.7887376875188418E-2,23.391999999999999]
[null,23.42,6.5495346437019746E-4,-1.8882430770509329E-2,23.42]
[null,23.452999999999999,6.5067476198651074E-4,-1.9968007600300666E-2,23.452999999999999]
[null,23.471,6.4833093752056717E-4,-2.0518059780485695E-2,23.471]
[null,23.501999999999999,6.4427587785804551E-4,-2.1391965102334272E-2,23.501999999999999]
[null,23.547000000000001,6.3834335995035206E-4,-2.2486242496104134E-2,23.547000000000001]
[null,23.579000000000001,6.3408806732532814E-4,-2.3131994210513675E-2,23.579000000000001]
[null,23.61,6.2993440791686041E-4,-2.3647806548930249E-2,23.61]
[null,23.628,6.2750776905400128E-4,-2.3896302773629897E-2,23.628]
[null,23.67,6.2180136757622375E-4,-2.432640671007507E-2,23.67]
[null,23.676000000000002,6.2098097881437778E-4,-2.4370451816299477E-2,23.676000000000002]
[null,23.707000000000001,6.1672111184862995E-4,-2.452756730100935E-2,23.707000000000001]
[null,23.738,6.1242513895402341E-4,-2.4565309955663542E-2,23.738]
[null,23.769000000000002,6.0809244650839728E-4,-2.448231898336585E-2,23.769000000000002]
[null,23.815000000000001,6.0159490114759708E-4,-2.4135123864534556E-2,23.815000000000001]
[null,23.817,6.0131054049574872E-4,-2.4113946948314334E-2,23.817]
[null,23.864000000000001,5.9458362411762573E-4,-2.3470861712862039E-2,23.864000000000001]
[null,23.891999999999999,5.9053589249488062E-4,-2.295600859381625E-2,23.891999999999999]
[null,23.911999999999999,5.8762654383192128E-4,-2.2528758961560067E-2,23.911999999999999]
[null,23.943000000000001,5.8308774889257765E-4,-2.1769948889916683E-2,23.943000000000001]
[null,23.974,5.7851415456838893E-4,-2.089597463443623E-2,23.974]
[null,23.991,5.7599167674922749E-4,-2.036888701587641E-2,23.991]
[null,24.022000000000002,5.7136648460665105E-4,-1.9322849440594793E-2,24.022000000000002]
[null,24.053000000000001,5.6670973612789766E-4,-1.8170582548010662E-2,24.053000000000001]
[null,24.1,5.595929487252219E-4,-1.6231181802036851E-2,24.1]
[null,24.114000000000001,5.5746066902364038E-4,-1.5610903602865326E-2,24.114000000000001]
[null,24.148,5.5226030576778756E-4,-1.4028006373620677E-2,24.148]
[null,24.179000000000002,5.4749355340965623E-4,-1.2495761828361261E-2,24.179000000000002]
[null,24.21,5.4270502977805599E-4,-1.0885353386348691E-2,24.21]
[null,24.241,5.3789710425326473E-4,-9.2037668654599246E-3,24.241]
[null,24.257999999999999,5.3525315560659214E-4,-8.2540399812550038E-3,24.257999999999999]
[null,24.276,5.3244860638620734E-4,-7.2289459881118897E-3,24.276]
[null,24.307000000000002,5.2760779684209343E-4,-5.420944396810623E-3,24.307000000000002]
[null,24.338000000000001,5.2275571684538748E-4,-3.5661499742251513E-3,24.338000000000001]
[null,24.37,5.1773825349229682E-4,-1.6114370517813625E-3,24.37]
[null,24.414999999999999,5.1067321683815128E-4,1.1878873990616833E-3,24.414999999999999]
[null,24.446000000000002,5.0580409552960712E-4,3.1377941024114328E-3,24.446000000000002]
[null,24.464000000000002,5.0297746330604885E-4,4.2737644388259315E-3,24.464000000000002]
[null,24.493000000000002,4.9842616777939514E-4,6.1041937663009697E-3,24.493000000000002]
[null,24.512,4.9544713071466781E-4,7.3004337809215447E-3,24.512]
[null,24.542999999999999,4.9059352677158913E-4,9.240586046365554E-3,24.542999999999999]
[null,24.574000000000002,4.8575118391820139E-4,1.1158063742379432E-2,24.574000000000002]
[null,24.62,4.7859307514253567E-4,1.3941262868869308E-2,24.62]
[null,24.622,4.7828272249150934E-4,1.4060188316847274E-2,24.622]
[null,24.653000000000002,4.7348289350008371E-4,1.5877107358748515E-2,24.653000000000002]
[null,24.7,4.6624877994296508E-4,1.8522001253944206E-2,24.7]
[null,24.715,4.6395237942525348E-4,1.9333883520041881E-2,24.715]
[null,24.748000000000001,4.5892381270855667E-4,2.1057695426605759E-2,24.748000000000001]
[null,24.779,4.5423197708891524E-4,2.259146852420053E-2,24.779]
[null,24.810000000000002,4.4957398606654177E-4,2.4033903075634556E-2,24.810000000000002]
[null,24.841999999999999,4.4480414218304141E-4,2.541868067588008E-2,24.841999999999999]
[null,24.858000000000001,4.4243475699700784E-4,2.6068814284805765E-2,24.858000000000001]
[null,24.905000000000001,4.3553865278758794E-4,2.780447159620332E-2,24.905000000000001]
[null,24.936,4.310455552731119E-4,2.8798650792608745E-2,24.936]
[null,24.965,4.2688468507802793E-4,2.9613923942151416E-2,24.965]
[null,24.984000000000002,4.2418171369546388E-4,3.0085668105601482E-2,24.984000000000002]
[null,25.015000000000001,4.1981238295315734E-4,3.0745833084238807E-2,25.015000000000001]
[null,25.045999999999999,4.1549542849632099E-4,3.1266244495717063E-2,25.045999999999999]
[null,25.064,4.1301362670473178E-4,3.1502695741931312E-2,25.064]
[null,25.094000000000001,4.0891899768237712E-4,3.1787279470827087E-2,25.094000000000001]
[null,25.112000000000002,4.0648780917705834E-4,3.1891393179876354E-2,25.112000000000002]
[null,25.143000000000001,4.0234686945636762E-4,3.195193728118409E-2,25.143000000000001]
[null,25.187000000000001,3.9657220814456797E-4,3.1776940183267925E-2,25.187000000000001]
[null,25.22,3.923225120546674E-4,3.1443282272224413E-2,25.22]
[null,25.251000000000001,3.8839533830209352E-4,3.0971618360370497E-2,25.251000000000001]
[null,25.269000000000002,3.8614436834104229E-4,3.0627647973104077E-2,25.269000000000002]
[null,25.286000000000001,3.8403845076709787E-4,3.0255757300935316E-2,25.286000000000001]
[null,25.330000000000002,3.7867906903730954E-4,2.9083259497202276E-2,25.330000000000002]
[null,25.347999999999999,3.7652489477050469E-4,2.8517499210946474E-2,25.347999999999999]
[null,25.379000000000001,3.7286754715043589E-4,2.7428377311979474E-2,25.379000000000001]
[null,25.408999999999999,3.6939195624018008E-4,2.6239218868647357E-2,25.408999999999999]
[null,25.427,3.6733685259894566E-4,2.546357775045421E-2,25.427]
[null,25.458000000000002,3.6385085258040101E-4,2.4021855593543737E-2,25.458000000000002]
[null,25.504999999999999,3.5869456401126099E-4,2.1591701397226423E-2,25.504999999999999]
[null,25.536000000000001,3.5537858746044308E-4,1.9837135112034776E-2,25.536000000000001]
[null,25.565999999999999,3.5223367670254944E-4,1.8032248180990279E-2,25.565999999999999]
[null,25.584,3.5037686722395444E-4,1.6901802132234633E-2,25.584]
[null,25.615000000000002,3.472317137013332E-4,1.4876955523323325E-2,25.615000000000002]
[null,25.631,3.4563434275143232E-4,1.379566045742478E-2,25.631]
[null,25.663,3.4249213862118204E-4,1.156530980021258E-2,25.663]
[null,25.693999999999999,3.3951428525385262E-4,9.3267770984291343E-3,25.693999999999999]
[null,25.741,3.35121709035195E-4,5.8093688200448485E-3,25.741]
[null,25.757999999999999,3.3356861527785754E-4,4.5065247655964348E-3,25.757999999999999]
[null,25.773,3.3221376497740481E-4,3.3457566254652647E-3,25.773]
[null,25.82,3.2806130753881488E-4,-3.4494157398262323E-4,25.82]
[null,25.850999999999999,3.2539781465587385E-4,-2.8093835544795286E-3,25.850999999999999]
[null,25.885000000000002,3.2254355956241269E-4,-5.52376225075547E-3,25.885000000000002]
[null,25.899000000000001,3.2138821895870504E-4,-6.6414158707273421E-3,25.899000000000001]
[null,25.93,3.1887042170432051E-4,-9.1087975839025757E-3,25.93]
[null,25.948,3.174335623899651E-4,-1.0533049260247574E-2,25.948]
[null,25.978999999999999,3.150010651905167E-4,-1.2963253037508379E-2,25.978999999999999]
[null,26.01,3.1262037054274362E-4,-1.5354440718287872E-2,26.01]
[null,26.056000000000001,3.0917943053399791E-4,-1.8805222623516395E-2,26.056000000000001]
[null,26.087,3.0691971349233477E-4,-2.1048098319953849E-2,26.087]
[null,26.105,3.0562861042951386E-4,-2.2314442561636172E-2,26.105]
[null,26.137,3.0337000961083715E-4,-2.4492254526660741E-2,26.137]
[null,26.166,3.01362204158666E-4,-2.637602705840586E-2,26.166]
[null,26.184000000000001,3.0013392133685941E-4,-2.7498256900265177E-2,26.184000000000001]
[null,26.215,2.980494421306757E-4,-2.9339675137448208E-2,26.215]
[null,26.231999999999999,2.969223351051908E-4,-3.029739664803692E-2,26.231999999999999]
[null,26.263000000000002,2.9489486469056175E-4,-3.1942468746729319E-2,26.263000000000002]
[null,26.294,2.9290163996521183E-4,-3.3448780819026053E-2,26.294]
[null,26.341000000000001,2.8994044641156725E-4,-3.5448578837344036E-2,26.341000000000001]
[null,26.359000000000002,2.8882450280649178E-4,-3.611881121874376E-2,26.359000000000002]
[null,26.402000000000001,2.8619609270576392E-4,-3.7494030547830091E-2,26.402000000000001]
[null,26.42,2.8511053676869534E-4,-3.7971989916997483E-2,26.42]
[null,26.451000000000001,2.832597673873118E-4,-3.8655406342536357E-2,26.451000000000001]
[null,26.486000000000001,2.8119665411805144E-4,-3.9209058896150797E-2,26.486000000000001]
[null,26.498999999999999,2.8043697079444679E-4,-3.9354621399453615E-2,26.498999999999999]
[null,26.53,2.7863873255710731E-4,-3.956822015661797E-2,26.53]
[null,26.548000000000002,2.7760263039662038E-4,-3.960501267139406E-2,26.548000000000002]
[null,26.581,2.7571702204843423E-4,-3.9504265311379974E-2,26.581]
[null,26.609000000000002,2.7412987073786085E-4,-3.9246981786126664E-2,26.609000000000002]
[null,26.655999999999999,2.7148832541350806E-4,-3.8459429307007034E-2,26.655999999999999]
[null,26.687000000000001,2.6975910791892255E-4,-3.7696741405089676E-2,26.687000000000001]
[null,26.708000000000002,2.6859262153319623E-4,-3.7071128882642322E-2,26.708000000000002]
[null,26.734999999999999,2.6709779173737878E-4,-3.613886102414126E-2,26.734999999999999]
[null,26.766000000000002,2.6538715439422111E-4,-3.4893628594330109E-2,26.766000000000002]
[null,26.783999999999999,2.6439610413851906E-4,-3.4086321409804825E-2,26.783999999999999]
[null,26.831,2.6181377776688958E-4,-3.1694554666598727E-2,26.831]
[null,26.861000000000001,2.601679602399912E-4,-2.9960494539036653E-2,26.861000000000001]
[null,26.891999999999999,2.5846788818105395E-4,-2.8006580449835047E-2,26.891999999999999]
[null,26.894000000000002,2.583581999079541E-4,-2.787504093817077E-2,26.894000000000002]
[null,26.93,2.5638309397884619E-4,-2.539807401946809E-2,26.93]
[null,26.971,2.5413055636044988E-4,-2.2337436497010098E-2,26.971]
[null,27.001999999999999,2.5242390621333429E-4,-1.9866880069361603E-2,27.001999999999999]
[null,27.02,2.5143116469677693E-4,-1.8375182073062074E-2,27.02]
[null,27.053000000000001,2.4960711052399338E-4,-1.5539885150061879E-2,27.053000000000001]
[null,27.068000000000001,2.4877607361245471E-4,-1.4211211320197268E-2,27.068000000000001]
[null,27.099,2.4705436285701876E-4,-1.1393916840202033E-2,27.099]
[null,27.13,2.453264416618162E-4,-8.4909276651251673E-3,27.13]
[null,27.152000000000001,2.4409611049152659E-4,-6.3859398171613267E-3,27.152000000000001]
[null,27.207000000000001,2.4100436853343853E-4,-9.9569611276206609E-4,27.207000000000001]
[null,27.209,2.4089149413830842E-4,-7.9695521280209389E-4,27.209]
[null,27.256,2.3822951094725712E-4,3.9093337217447916E-3,27.256]
[null,27.275000000000002,2.3714814919628072E-4,5.82439089337701E-3,27.275000000000002]
[null,27.304000000000002,2.3549171684266942E-4,8.7502386135958343E-3,27.304000000000002]
[null,27.335000000000001,2.3371305667245316E-4,1.186929439320133E-2,27.335000000000001]
[null,27.366,2.3192612869865972E-4,1.4964630458123383E-2,27.366]
[null,27.402000000000001,2.2984069661214929E-4,1.8509308929409597E-2,27.402000000000001]
[null,27.414000000000001,2.2914312799374691E-4,1.9675079337711933E-2,27.414000000000001]
[null,27.461000000000002,2.2639960495052062E-4,2.4142736272550869E-2,27.461000000000002]
[null,27.492000000000001,2.2458044995780913E-4,2.6985615202137624E-2,27.492000000000001]
[null,27.497,2.242863499076625E-4,2.7435178729081522E-2,27.497]
[null,27.54,2.2174954795524133E-4,3.1185447379592085E-2,27.54]
[null,27.571000000000002,2.1991274806473435E-4,3.3745922557734669E-2,27.571000000000002]
[null,27.602,2.1806983969870509E-4,3.617092551851521E-2,27.602]
[null,27.62,2.1699717300623002E-4,3.7511604515528069E-2,27.62]
[null,27.654,2.149663115274137E-4,3.9898493522110778E-2,27.654]
[null,27.696999999999999,2.1239015741573997E-4,4.262351033023716E-2,27.696999999999999]
[null,27.699000000000002,2.1227015328784214E-4,4.2741814269530061E-2,27.699000000000002]
[null,27.73,2.1040831653039351E-4,4.4474860522664153E-2,27.73]
[null,27.780999999999999,2.0733951494216959E-4,4.6894789854948146E-2,27.780999999999999]
[null,27.807000000000002,2.0577320200205248E-4,4.7910853476937881E-2,27.807000000000002]
[null,27.824999999999999,2.046884505939664E-4,4.852467984207616E-2,27.824999999999999]
[null,27.856000000000002,2.0282007269295348E-4,4.9405282156914754E-2,27.856000000000002]
[null,27.876000000000001,2.0161487535052137E-4,4.9852268343850842E-2,27.876000000000001]
[null,27.904,1.999283942468854E-4,5.0314987164333969E-2,27.904]
[null,27.935000000000002,1.9806302465058458E-4,5.0601466829509251E-2,27.935000000000002]
[null,27.966000000000001,1.962004334990497E-4,5.0646908512600654E-2,27.966000000000001]
[null,28.003,1.939822649763218E-4,5.0381836778235385E-2,28.003]
[null,28.013999999999999,1.9332406044982736E-4,5.0235627934303737E-2,28.013999999999999]
[null,28.061,1.9051955130344137E-4,4.926219196808572E-2,28.061]
[null,28.092000000000002,1.8867783900387413E-4,4.8311658048426021E-2,28.092000000000002]
[null,28.126000000000001,1.8666657693899857E-4,4.698980276715109E-2,28.126000000000001]
[null,28.14,1.8584132846185316E-4,4.6361492640779184E-2,28.14]
[null,28.170999999999999,1.8402062563726597E-4,4.4798390406103103E-2,28.170999999999999]
[null,28.202000000000002,1.8220981721720625E-4,4.3002787544355339E-2,28.202000000000002]
[null,28.225000000000001,1.8087324833266586E-4,4.1523959579606702E-2,28.225000000000001]
[null,28.25,1.7942763416999279E-4,3.9778701538445572E-2,28.25]
[null,28.297000000000001,1.7673171276852244E-4,3.6123930893234658E-2,28.297000000000001]
[null,28.327999999999999,1.7497035669618733E-4,3.3459529033171814E-2,28.327999999999999]
[null,28.347999999999999,1.7384155763048355E-4,3.1639392996496631E-2,28.347999999999999]
[null,28.376000000000001,1.7227168496459708E-4,2.8964793765753505E-2,28.376000000000001]
[null,28.407,1.705484676493103E-4,2.5841700938190645E-2,28.407]
[null,28.425000000000001,1.695553461679173E-4,2.3955233889807956E-2,28.425000000000001]
[null,28.446999999999999,1.6834923074422314E-4,2.158154091804014E-2,28.446999999999999]
[null,28.486000000000001,1.662326849619913E-4,1.7205257098076975E-2,28.486000000000001]
[null,28.504000000000001,1.6526543172266494E-4,1.5119785936832993E-2,28.504000000000001]
[null,28.535,1.6361433184414013E-4,1.1442940978538098E-2,28.535]
[null,28.57,1.6177325315342838E-4,7.1802491919264761E-3,28.57]
[null,28.612000000000002,1.5959738639000944E-4,1.9429274344235237E-3,28.612000000000002]
[null,28.643000000000001,1.5801551310046409E-4,-1.9836160908823577E-3,28.643000000000001]
[null,28.661000000000001,1.5710662984372206E-4,-4.2790180801631061E-3,28.661000000000001]
[null,28.696999999999999,1.5531049121507261E-4,-8.8865714811361875E-3,28.696999999999999]
[null,28.722000000000001,1.5408041663960651E-4,-1.2086580301412615E-2,28.722000000000001]
[null,28.740000000000002,1.5320364409332227E-4,-1.438418671410824E-2,28.740000000000002]
[null,28.771000000000001,1.5171128918562479E-4,-1.8316479882624331E-2,28.771000000000001]
[null,28.792000000000002,1.507131519908533E-4,-2.0954267883312061E-2,28.792000000000002]
[null,28.818999999999999,1.4944519321294543E-4,-2.4303756844145565E-2,28.818999999999999]
[null,28.85,1.4801088078538003E-4,-2.8075977451902316E-2,28.85]
[null,28.897000000000002,1.4588049265957474E-4,-3.3604309165482085E-2,28.897000000000002]
[null,28.919,1.4490171388879466E-4,-3.6097092468067304E-2,28.919]
[null,28.958000000000002,1.4319560432096614E-4,-4.034098333405832E-2,28.958000000000002]
[null,28.975999999999999,1.4242069392900528E-4,-4.2216083626210016E-2,28.975999999999999]
[null,29.007000000000001,1.4110467053240604E-4,-4.5308665026043068E-2,29.007000000000001]
[null,29.045999999999999,1.3948229993824938E-4,-4.8931156655623198E-2,29.045999999999999]
[null,29.055,1.3911315720181901E-4,-4.9721608720763304E-2,29.055]
[null,29.086000000000002,1.3785667428710055E-4,-5.2305229367465317E-2,29.086000000000002]
[null,29.132999999999999,1.3599578012560114E-4,-5.5785426305265777E-2,29.132999999999999]
[null,29.164000000000001,1.3479718181675423E-4,-5.7772726990799342E-2,29.164000000000001]
[null,29.170999999999999,1.345296697834869E-4,-5.8185981487162641E-2,29.170999999999999]
[null,29.212,1.3298580581087242E-4,-6.0333920890569631E-2,29.212]
[null,29.243000000000002,1.3184427441248047E-4,-6.1638573724927571E-2,29.243000000000002]
[null,29.260999999999999,1.3119149157152146E-4,-6.2265694122335083E-2,29.260999999999999]
[null,29.298000000000002,1.298724743824687E-4,-6.324586632442622E-2,29.298000000000002]
[null,29.321999999999999,1.2903305533062265E-4,-6.3654897746475814E-2,29.321999999999999]
[null,29.34,1.2841169698578087E-4,-6.3842596630709736E-2,29.34]
[null,29.371000000000002,1.2735779375355749E-4,-6.3923699477317519E-2,29.371000000000002]
[null,29.397000000000002,1.2648940534815481E-4,-6.3753263699352317E-2,29.397000000000002]
[null,29.448,1.2482601632081685E-4,-6.278221891622858E-2,29.448]
[null,29.478999999999999,1.2384002601395494E-4,-6.1779227338554885E-2,29.478999999999999]
[null,29.497,1.2327595390462104E-4,-6.1054200745060121E-2,29.497]
[null,29.52,1.2256400389670189E-4,-5.99762766864037E-2,29.52]
[null,29.558,1.2140879982878994E-4,-5.7827055155685744E-2,29.558]
[null,29.576000000000001,1.2087049323681893E-4,-5.6651157134563757E-2,29.576000000000001]
[null,29.606999999999999,1.1995636750250505E-4,-5.4392966056200087E-2,29.606999999999999]
[null,29.647000000000002,1.1880020297959631E-4,-5.1054887196466885E-2,29.647000000000002]
[null,29.655000000000001,1.1857202115163248E-4,-5.0331468555294953E-2,29.655000000000001]
[null,29.686,1.1769708287571404E-4,-4.7358145607880528E-2,29.686]
[null,29.733000000000001,1.1639752541128725E-4,-4.2355567667203171E-2,29.733000000000001]
[null,29.742000000000001,1.1615222154634508E-4,-4.1332815331487555E-2,29.742000000000001]
[null,29.794,1.1475598485705812E-4,-3.5043465964450383E-2,29.794]
[null,29.812000000000001,1.1428067823899667E-4,-3.2724189292640295E-2,29.812000000000001]
[null,29.843,1.1347118316679897E-4,-2.8572938037627831E-2,29.843]
[null,29.869,1.1280071169727027E-4,-2.4949350324585274E-2,29.869]
[null,29.891000000000002,1.1223911322648297E-4,-2.1790951551117193E-2,29.891000000000002]
[null,29.922000000000001,1.1145620410690435E-4,-1.7211271489593824E-2,29.922000000000001]
[null,29.969000000000001,1.1028671499665067E-4,-1.002212150748534E-2,29.969000000000001]
[null,29.992000000000001,1.0972152131859345E-4,-6.4157212884275762E-3,29.992000000000001]
[null,30.016999999999999,1.0911208108154141E-4,-2.4441486145954528E-3,30.016999999999999]
[null,30.048000000000002,1.0836299445104308E-4,2.5375668474622234E-3,30.048000000000002]
[null,30.079000000000001,1.0762067326954006E-4,7.5603896717818878E-3,30.079000000000001]
[null,30.091000000000001,1.073350132442313E-4,9.5106512223088781E-3,30.091000000000001]
[null,30.126999999999999,1.0648325207971484E-4,1.536288487083301E-2,30.126999999999999]
[null,30.158000000000001,1.0575554724911486E-4,2.0381659046165672E-2,30.158000000000001]
[null,30.176000000000002,1.0533522290597126E-4,2.3276733152144062E-2,30.176000000000002]
[null,30.214000000000002,1.044526629371146E-4,2.9317127956747749E-2,30.214000000000002]
[null,30.253,1.0355282329603359E-4,3.5376550976004666E-2,30.253]
[null,30.283999999999999,1.0284121965443548E-4,4.0059998871402706E-2,30.283999999999999]
[null,30.286000000000001,1.0279540833448963E-4,4.0357470926465043E-2,30.286000000000001]
[null,30.341000000000001,1.0153958798911952E-4,4.827885294144163E-2,30.341000000000001]
[null,30.363,1.0103909604469458E-4,5.1290033339744273E-2,30.363]
[null,30.381,1.0063022644520199E-4,5.3678147543745836E-2,30.381]
[null,30.411999999999999,9.9927146060430766E-5,5.7618296921322157E-2,30.411999999999999]
[null,30.436,9.938357057639232E-5,6.0507139325362169E-2,30.436]
[null,30.46,9.8840468937366581E-5,6.324444729080908E-2,30.46]
[null,30.491,9.8139420302845171E-5,6.6540983648685603E-2,30.491]
[null,30.522000000000002,9.7438609724708261E-5,6.9550576169717826E-2,30.522000000000002]
[null,30.563000000000002,9.6511631206218883E-5,7.3060458188119431E-2,30.563000000000002]
[null,30.599,9.5697195722360684E-5,7.5673526068365971E-2,30.599]
[null,30.617000000000001,9.5289689165385487E-5,7.6808110765167581E-2,30.617000000000001]
[null,30.648,9.4587283172133454E-5,7.8483904133787794E-2,30.648]
[null,30.686,9.3725042134488838E-5,8.0043070872867036E-2,30.686]
[null,30.696000000000002,9.3497881308974261E-5,8.0360565146004037E-2,30.696000000000002]
[null,30.727,9.2792938624396484E-5,8.1094080626850654E-2,30.727]
[null,30.757999999999999,9.2086794326491639E-5,8.1442828817881466E-2,30.757999999999999]
[null,30.776,9.1676191985288515E-5,8.1466398053770789E-2,30.776]
[null,30.815000000000001,9.0785022525889485E-5,8.1061859980135612E-2,30.815000000000001]
[null,30.853000000000002,8.9914639675369931E-5,8.0064380356449971E-2,30.853000000000002]
[null,30.884,8.9203072777973257E-5,7.8809079281035754E-2,30.884]
[null,30.914999999999999,8.8490162785019935E-5,7.7158882658780709E-2,30.914999999999999]
[null,30.942,8.7868179896350047E-5,7.5402766292440415E-2,30.942]
[null,30.963000000000001,8.7383759823089768E-5,7.3834086074187247E-2,30.963000000000001]
[null,30.981000000000002,8.6968106385756742E-5,7.2350060935019625E-2,30.981000000000002]
[null,31.012,8.625137107982038E-5,6.9497541980919203E-2,31.012]
[null,31.036999999999999,8.5672604193047334E-5,6.6929415384373067E-2,31.036999999999999]
[null,31.089000000000002,8.4466923512362992E-5,6.0850666393756636E-2,31.089000000000002]
[null,31.091000000000001,8.4420508336038175E-5,6.0597630471564003E-2,31.091000000000001]
[null,31.122,8.3700745490489573E-5,5.6500675256458209E-2,31.122]
[null,31.164000000000001,8.272482947199733E-5,5.0447465195161176E-2,31.164000000000001]
[null,31.199000000000002,8.1911215130277791E-5,4.4991316948459877E-2,31.199000000000002]
[null,31.217000000000002,8.1492765004308881E-5,4.2049667305762421E-2,31.217000000000002]
[null,31.248000000000001,8.0772225857328288E-5,3.6782940771409582E-2,31.248000000000001]
[null,31.286999999999999,7.9866276798275758E-5,2.9827562505677752E-2,31.286999999999999]
[null,31.295999999999999,7.9657342270614967E-5,2.8174935848363822E-2,31.295999999999999]
[null,31.327000000000002,7.8938190559646806E-5,2.2359931887783811E-2,31.327000000000002]
[null,31.358000000000001,7.8220028606615713E-5,1.6374936858815095E-2,31.358000000000001]
[null,31.385999999999999,7.7572436674232075E-5,1.0845618894368379E-2,31.385999999999999]
[null,31.435000000000002,7.6442216264717422E-5,9.5162494464959627E-4,31.435000000000002]
[null,31.452999999999999,7.6028191501285869E-5,-2.7338250970719482E-3,31.452999999999999]
[null,31.484000000000002,7.5316843621974112E-5,-9.1202802384166264E-3,31.484000000000002]
[null,31.509,7.4744904310971444E-5,-1.4289236493658635E-2,31.509]
[null,31.532,7.4220224141438758E-5,-1.9044328603640796E-2,31.532]
[null,31.563000000000002,7.3515542099436212E-5,-2.5429870272296345E-2,31.563000000000002]
[null,31.581,7.3107790303358552E-5,-2.9114138564155206E-2,31.581]
[null,31.635999999999999,7.1869019257525708E-5,-4.0191770704470067E-2,31.635999999999999]
[null,31.641999999999999,7.1734578184108611E-5,-4.1378797314996371E-2,31.641999999999999]
[null,31.689,7.0686637939410858E-5,-5.0484618520904384E-2,31.689]
[null,31.720000000000002,7.000079654798444E-5,-5.6268962652813628E-2,31.720000000000002]
[null,31.731000000000002,6.9758521085440915E-5,-5.8272192728969982E-2,31.731000000000002]
[null,31.768000000000001,6.8947992722498581E-5,-6.479775519635847E-2,31.768000000000001]
[null,31.798999999999999,6.8274374838395678E-5,-6.9986008831684085E-2,31.798999999999999]
[null,31.817,6.7885645128489859E-5,-7.2869865554928095E-2,31.817]
[null,31.858000000000001,6.7007112142221728E-5,-7.9052910959917705E-2,31.858000000000001]
[null,31.878,6.6582178867651519E-5,-8.186052654130746E-2,31.878]
[null,31.896000000000001,6.6201842333769682E-5,-8.4262964118116554E-2,31.896000000000001]
[null,31.927,6.5551628628079776E-5,-8.8110353504821284E-2,31.927]
[null,31.957000000000001,6.4928370298394066E-5,-9.1465985959231597E-2,31.957000000000001]
[null,32.003999999999998,6.3964238209736346E-5,-9.5950818103165914E-2,32.003999999999998]
[null,32.035000000000004,6.3336845064695946E-5,-9.8365533479890521E-2,32.035000000000004]
[null,32.052999999999997,6.2975753662955665E-5,-9.956146664687944E-2,32.052999999999997]
[null,32.08,6.243862104580826E-5,-0.10106370758619687,32.08]
[null,32.113999999999997,6.1770078247759888E-5,-0.10244565099197925,32.113999999999997]
[null,32.131999999999998,6.1419751740334101E-5,-0.10294253114306896,32.131999999999998]
[null,32.163000000000004,6.0822372504282067E-5,-0.10341073214640385,32.163000000000004]
[null,32.207000000000001,5.9987662772700498E-5,-0.10322132563856376,32.207000000000001]
[null,32.24,5.937196901669578E-5,-0.10241462148091098,32.24]
[null,32.241999999999997,5.9334942447658405E-5,-0.10234734252790968,32.241999999999997]
[null,32.289000000000001,5.8474400464023253E-5,-0.10016126576047957,32.289000000000001]
[null,32.302,5.8239646502349779E-5,-9.9352182778019063E-2,32.302]
[null,32.35,5.7385258096401097E-5,-9.560449086241897E-2,32.35]
[null,32.368000000000002,5.7069921690039264E-5,-9.3894031910457129E-2,32.368000000000002]
[null,32.399000000000001,5.6533347685631258E-5,-9.056532133063315E-2,32.399000000000001]
[null,32.417000000000002,5.622557615255451E-5,-8.8413800225841513E-2,32.417000000000002]
[null,32.459000000000003,5.5518287892966471E-5,-8.27854398406834E-2,32.459000000000003]
[null,32.478000000000002,5.5203315174811793E-5,-7.9967361221678371E-2,32.478000000000002]
[null,32.524999999999999,5.4437514831620973E-5,-7.2301487356875652E-2,32.524999999999999]
[null,32.555999999999997,5.3942781942837269E-5,-6.6730052216226993E-2,32.555999999999997]
[null,32.558,5.3911145718337806E-5,-6.6357188243510945E-2,32.558]
[null,32.603999999999999,5.3192900282177449E-5,-5.7355948790270901E-2,32.603999999999999]
[null,32.634999999999998,5.2718951504128302E-5,-5.0857332854256497E-2,32.634999999999998]
[null,32.652999999999999,5.2447449757678753E-5,-4.6936952476358401E-2,32.652999999999999]
[null,32.680999999999997,5.2030463228987071E-5,-4.0640156630948464E-2,32.680999999999997]
[null,32.713999999999999,5.1547293405149013E-5,-3.2936208518191304E-2,32.713999999999999]
[null,32.731999999999999,5.1287480430290723E-5,-2.8618133925045336E-2,32.731999999999999]
[null,32.762999999999998,5.084612606072892E-5,-2.1012924430587741E-2,32.762999999999998]
[null,32.808,5.0218967356059283E-5,-9.6563073983186535E-3,32.808]
[null,32.840000000000003,4.9782528797901252E-5,-1.4059356067699057E-3,32.840000000000003]
[null,32.871000000000002,4.9367121848749654E-5,6.6810234547610026E-3,32.871000000000002]
[null,32.889000000000003,4.9129195463125039E-5,1.1404072834547566E-2,32.889000000000003]
[null,32.902999999999999,4.8945781274795618E-5,1.5085362117619695E-2,32.902999999999999]
[null,32.950000000000003,4.8340315760143741E-5,2.7444283735791095E-2,32.950000000000003]
[null,32.968000000000004,4.8112542203682454E-5,3.2157187081660779E-2,32.968000000000004]
[null,32.999000000000002,4.7725451626473396E-5,4.0215089704705685E-2,32.999000000000002]
[null,33.03,4.7344763558607346E-5,4.8164396065761395E-2,33.03]
[null,33.047000000000004,4.7138648851755699E-5,5.2463259922671333E-2,33.047000000000004]
[null,33.078000000000003,4.676749634122037E-5,6.0166186838960585E-2,33.078000000000003]
[null,33.125,4.6215980935115746E-5,7.1433258456335122E-2,33.125]
[null,33.152999999999999,4.5893580439739651E-5,7.7861990531730971E-2,33.152999999999999]
[null,33.173000000000002,4.5666005487354257E-5,8.2305151699480467E-2,33.173000000000002]
[null,33.204000000000001,4.5317582336658509E-5,8.8921496677695083E-2,33.204000000000001]
[null,33.234999999999999,4.497422149787357E-5,9.5177681706582529E-2,33.234999999999999]
[null,33.252000000000002,4.478799909986373E-5,9.8443194251269933E-2,33.252000000000002]
[null,33.283000000000001,4.4452054812956637E-5,0.10407481535174354,33.283000000000001]
[null,33.314,4.4120626587077286E-5,0.10926227019072238,33.314]
[null,33.361000000000004,4.3626271763515939E-5,0.11621363741507097,33.361000000000004]
[null,33.375,4.3480817470335602E-5,0.11805929608697996,33.375]
[null,33.408999999999999,4.3130826790720687E-5,0.12208959979000548,33.408999999999999]
[null,33.44,4.2815548649938716E-5,0.12518558275759709,33.44]
[null,33.471000000000004,4.2503708411073017E-5,0.12770790571215893,33.471000000000004]
[null,33.502000000000002,4.2195099417751888E-5,0.12963819821160677,33.502000000000002]
[null,33.518999999999998,4.2027160574425321E-5,0.13043962156689884,33.518999999999998]
[null,33.536999999999999,4.1850298657035261E-5,0.13108644969865094,33.536999999999999]
[null,33.567999999999998,4.1547896484877937E-5,0.1317074915134791,33.567999999999998]
[null,33.597000000000001,4.1267369110370954E-5,0.1317166595767815,33.597000000000001]
[null,33.645000000000003,4.0807648716729983E-5,0.13050295538633711,33.645000000000003]
[null,33.676000000000002,4.051352317996533E-5,0.12890040623347859,33.676000000000002]
[null,33.707000000000001,4.0221368003325736E-5,0.12665588009456308,33.707000000000001]
[null,33.724000000000004,4.0061928872157232E-5,0.12515377244419834,33.724000000000004]
[null,33.755000000000003,3.9772491739406557E-5,0.12192425573055858,33.755000000000003]
[null,33.773000000000003,3.9605152907591819E-5,0.11976127930409658,33.773000000000003]
[null,33.804000000000002,3.9318095944040898E-5,0.11554825228973931,33.804000000000002]
[null,33.847000000000001,3.8922062775008544E-5,0.10870594175637362,33.847000000000001]
[null,33.852000000000004,3.8876159041069565E-5,0.10783680340021301,33.852000000000004]
[null,33.883000000000003,3.8592171517156E-5,0.10211590526595318,33.883000000000003]
[null,33.914000000000001,3.830915241841322E-5,9.5838790269041171E-2,33.914000000000001]
[null,33.960999999999999,3.7881637766842835E-5,8.5316495030915707E-2,33.960999999999999]
[null,33.975999999999999,3.7745543298817012E-5,8.1716659947716028E-2,33.975999999999999]
[null,34.009,3.7446638233911908E-5,7.3411058729428699E-2,34.009]
[null,34.04,3.7166395042290482E-5,6.5154415331344598E-2,34.04]
[null,34.070999999999998,3.6886591712045544E-5,5.6493604998547255E-2,34.070999999999998]
[null,34.103000000000002,3.659814015914177E-5,4.7169429220070266E-2,34.103000000000002]
[null,34.119,3.6454034029586441E-5,4.2374512547745893E-2,34.119]
[null,34.166000000000004,3.6031084689139986E-5,2.7842926203453688E-2,34.166000000000004]
[null,34.167999999999999,3.6013096833950251E-5,2.7211320210591937E-2,34.167999999999999]
[null,34.198,3.5743355769972916E-5,1.7626394200219712E-2,34.198]
[null,34.244999999999997,3.5320984574324123E-5,2.2658109759112182E-3,34.244999999999997]
[null,34.276000000000003,3.5042498625426424E-5,-8.0266333565534847E-3,34.276000000000003]
[null,34.307000000000002,3.4764062321153075E-5,-1.8390223480764526E-2,34.307000000000002]
[null,34.325000000000003,3.460240575373693E-5,-2.4420934237239875E-2,34.325000000000003]
[null,34.355000000000004,3.4332998159131503E-5,-3.4461744957123772E-2,34.355000000000004]
[null,34.372999999999998,3.4171364337192735E-5,-4.0463931062147795E-2,34.372999999999998]
[null,34.404000000000003,3.3893015104857586E-5,-5.0727843181451571E-2,34.404000000000003]
[null,34.448,3.3497998110079349E-5,-6.5049968249229317E-2,34.448]
[null,34.481000000000002,3.3201805939068151E-5,-7.5524613906999397E-2,34.481000000000002]
[null,34.512,3.2923648457944266E-5,-8.5096052988861789E-2,34.512]
[null,34.53,3.2762187155816434E-5,-9.0514399214338792E-2,34.53]
[null,34.547000000000004,3.2609737089196386E-5,-9.5527103937700447E-2,34.547000000000004]
[null,34.591000000000001,3.2215394367191182E-5,-0.10797277917992062,34.591000000000001]
[null,34.609000000000002,3.2054191886283015E-5,-0.11282153901474908,34.609000000000002]
[null,34.64,3.1776767586825551E-5,-0.12080620291971263,34.64]
[null,34.67,3.1508580619829529E-5,-0.12805725491427003,34.67]
[null,34.688000000000002,3.1347826965977613E-5,-0.13216712847088111,34.688000000000002]
[null,34.719000000000001,3.1071294421952667E-5,-0.13879510724462291,34.719000000000001]
[null,34.765999999999998,3.0652942361940154E-5,-0.14768355084327184,34.765999999999998]
[null,34.797000000000004,3.037771116984507E-5,-0.15272917490972357,34.797000000000004]
[null,34.826999999999998,3.0111973574622163E-5,-0.15695849113796762,34.826999999999998]
[null,34.844999999999999,2.9952851325768318E-5,-0.15917649631349165,34.844999999999999]
[null,34.875999999999998,2.9679424794026681E-5,-0.16241701376608864,34.875999999999998]
[null,34.892000000000003,2.9538629618091998E-5,-0.16379625738018749,34.892000000000003]
[null,34.923999999999999,2.9257766838508906E-5,-0.16594148223972571,34.923999999999999]
[null,34.954999999999998,2.8986680255483829E-5,-0.16722451431657651,34.954999999999998]
[null,34.972999999999999,2.8829761239629673E-5,-0.16760439313125541,34.972999999999999]
[null,35.018999999999998,2.843050677188777E-5,-0.16733893543943668,35.018999999999998]
[null,35.033999999999999,2.8300898423719301E-5,-0.16686495784748834,35.033999999999999]
[null,35.081000000000003,2.7896807955614215E-5,-0.16413908328030472,35.081000000000003]
[null,35.112000000000002,2.7632065931087503E-5,-0.16131218884773102,35.112000000000002]
[null,35.118000000000002,2.7580998868815924E-5,-0.16067095446617113,35.118000000000002]
[null,35.160000000000004,2.7225182967385679E-5,-0.15533468618439383,35.160000000000004]
[null,35.191000000000003,2.6964501868348076E-5,-0.15045576076464318,35.191000000000003]
[null,35.209000000000003,2.6813936142367281E-5,-0.1472628162574402,35.209000000000003]
[null,35.241,2.6547773262167867E-5,-0.140946623843623,35.241]
[null,35.270000000000003,2.6308298750163557E-5,-0.13453215140701941,35.270000000000003]
[null,35.317,2.592386929829802E-5,-0.1227975641924471,35.317]
[null,35.319000000000003,2.5907615167210067E-5,-0.12226273278937748,35.319000000000003]
[null,35.368000000000002,2.5512163752405836E-5,-0.10829937374626307,35.368000000000002]
[null,35.396000000000001,2.5288658257655895E-5,-9.9613060725679103E-2,35.396000000000001]
[null,35.427,2.5043379966436553E-5,-8.9439688881749926E-2,35.427]
[null,35.445,2.4902035684884125E-5,-8.328052712346945E-2,35.445]
[null,35.463000000000001,2.476149804715895E-5,-7.6947171057899666E-2,35.463000000000001]
[null,35.506,2.4429110078629662E-5,-6.1167837716880259E-2,35.506]
[null,35.524000000000001,2.4291399717156145E-5,-5.4314870919315854E-2,35.524000000000001]
[null,35.555,2.4056254742999862E-5,-4.22108584074469E-2,35.555]
[null,35.602000000000004,2.3704734626170051E-5,-2.3239938248362235E-2,35.602000000000004]
[null,35.619999999999997,2.3571734579699161E-5,-1.5812555554964199E-2,35.619999999999997]
[null,35.634,2.346892159770398E-5,-9.9853375565418095E-3,35.634]
[null,35.680999999999997,2.3127859711991224E-5,9.8231436338752382E-3,35.680999999999997]
[null,35.712000000000003,2.2906407452115071E-5,2.3018698529771384E-2,35.712000000000003]
[null,35.747,2.265977850488942E-5,3.7949635073803646E-2,35.747]
[null,35.76,2.2569099655681338E-5,4.3486665773303158E-2,35.76]
[null,35.791000000000004,2.2354905861951026E-5,5.6632490302509809E-2,35.791000000000004]
[null,35.808999999999997,2.2231861579987203E-5,6.4208394425316465E-2,35.808999999999997]
[null,35.841999999999999,2.2008826030426795E-5,7.7938642249511469E-2,35.841999999999999]
[null,35.869999999999997,2.1822178598060286E-5,8.9378669632881824E-2,35.869999999999997]
[null,35.917000000000002,2.1514255181022401E-5,0.10801237399901045,35.917000000000002]
[null,35.948,2.1314853252459715E-5,0.11982198287067519,35.948]
[null,35.969000000000001,2.1181444365605401E-5,0.12756759059786943,35.969000000000001]
[null,35.996000000000002,2.1011898242344687E-5,0.13718971791835227,35.996000000000002]
[null,36.027000000000001,2.0819974383716119E-5,0.14772383995764576,36.027000000000001]
[null,36.045000000000002,2.0709874750880937E-5,0.15356710988835573,36.045000000000002]
[null,36.091999999999999,2.042700854120675E-5,0.16778787796822664,36.091999999999999]
[null,36.122,2.0249921976640828E-5,0.17601702049928211,36.122]
[null,36.124000000000002,2.0238211595395399E-5,0.17654072313541813,36.124000000000002]
[null,36.155000000000001,2.0058215933179205E-5,0.18424294332388227,36.155000000000001]
[null,36.191000000000003,1.9852733788325132E-5,0.1921670012031407,36.191000000000003]
[null,36.231999999999999,1.9623289844493755E-5,0.19977675431330899,36.231999999999999]
[null,36.262999999999998,1.9452994232819001E-5,0.20447979575685643,36.262999999999998]
[null,36.280999999999999,1.9355354082869342E-5,0.20678061168789502,36.280999999999999]
[null,36.314,1.9178681687497152E-5,0.21015576887804757,36.314]
[null,36.329000000000001,1.9099362503229543E-5,0.21132243252364744,36.329000000000001]
[null,36.36,1.8937359256058182E-5,0.21299164546429214,36.36]
[null,36.390999999999998,1.8777905608272603E-5,0.21364585836539604,36.390999999999998]
[null,36.413000000000004,1.8666262456036586E-5,0.21348648103061504,36.413000000000004]
[null,36.439,1.8535914098134938E-5,0.21262501969546188,36.439]
[null,36.47,1.8382709889544664E-5,0.21064035662528871,36.47]
[null,36.517000000000003,1.8154892046165494E-5,0.2056432624741574,36.517000000000003]
[null,36.536000000000001,1.8064278711894637E-5,0.20294604384523945,36.536000000000001]
[null,36.564999999999998,1.7927573399902259E-5,0.19808461298406455,36.564999999999998]
[null,36.596000000000004,1.7783523242800164E-5,0.19190497997870998,36.596000000000004]
[null,36.627000000000002,1.7641560360230971E-5,0.18472838832858102,36.627000000000002]
[null,36.663000000000004,1.7479229787002726E-5,0.17517530047700217,36.663000000000004]
[null,36.675000000000004,1.7425706137089506E-5,0.17170715088849586,36.675000000000004]
[null,36.722000000000001,1.7218792905189691E-5,0.15680701369125749,36.722000000000001]
[null,36.753,1.7084605340236814E-5,0.14587820040983804,36.753]
[null,36.758000000000003,1.7063126542329887E-5,0.14403704524856739,36.758000000000003]
[null,36.801000000000002,1.6880228726205877E-5,0.12734626197882243,36.801000000000002]
[null,36.832000000000001,1.6750322911363719E-5,0.11441233973078697,36.832000000000001]
[null,36.863,1.662197152199011E-5,0.10078480007009291,36.863]
[null,36.884999999999998,1.653178777095022E-5,9.0724839056256265E-2,36.884999999999998]
[null,36.911000000000001,1.6426136220199991E-5,7.8453678352319811E-2,36.911000000000001]
[null,36.929000000000002,1.6353562159766855E-5,6.9734614067052225E-2,36.929000000000002]
[null,36.96,1.6229621415965977E-5,5.4332246892107659E-2,36.96]
[null,37.008000000000003,1.6040188829838202E-5,2.9663487634948631E-2,37.008000000000003]
[null,37.036999999999999,1.5927107338766129E-5,1.4374882398789542E-2,37.036999999999999]
[null,37.067999999999998,1.5807292278562091E-5,-2.2035514755918383E-3,37.067999999999998]
[null,37.099000000000004,1.5688515151040562E-5,-1.8949142270147323E-2,37.099000000000004]
[null,37.106999999999999,1.5658023803442715E-5,-2.3288047684800261E-2,37.106999999999999]
[null,37.146999999999998,1.5506504578320299E-5,-4.5021834512637214E-2,37.146999999999998]
[null,37.164999999999999,1.5438807581757107E-5,-5.4792084481418389E-2,37.164999999999999]
[null,37.195999999999998,1.5322882178782186E-5,-7.1542289491985128E-2,37.195999999999998]
[null,37.227000000000004,1.5207748067175633E-5,-8.8125205212739255E-2,37.227000000000004]
[null,37.264000000000003,1.5071289729486244E-5,-0.10758416702151768,37.264000000000003]
[null,37.274999999999999,1.5030910161190417E-5,-0.11328014499965763,37.274999999999999]
[null,37.322000000000003,1.4859282810720902E-5,-0.13703973242450565,37.322000000000003]
[null,37.353000000000002,1.4746825512793917E-5,-0.15210204859466328,37.353000000000002]
[null,37.387,1.4624101958792511E-5,-0.16795670411275551,37.387]
[null,37.401000000000003,1.4573743492593376E-5,-0.17426002805809945,37.401000000000003]
[null,37.432000000000002,1.4462573159406897E-5,-0.18770417467890774,37.432000000000002]
[null,37.463000000000001,1.4351836722459668E-5,-0.20038215750879776,37.463000000000001]
[null,37.486000000000004,1.4269936398020669E-5,-0.20925201011294364,37.486000000000004]
[null,37.511000000000003,1.4181146523752595E-5,-0.2183393481225844,37.511000000000003]
[null,37.558,1.4014820416191273E-5,-0.23374785911192827,37.558]
[null,37.588999999999999,1.3905504294047313E-5,-0.24263091531341713,37.588999999999999]
[null,37.609000000000002,1.3835127215819712E-5,-0.24779116320064826,37.609000000000002]
[null,37.637,1.3736782590563837E-5,-0.2542335027523242,37.637]
[null,37.667999999999999,1.362813392222044E-5,-0.26026462910315068,37.667999999999999]
[null,37.686,1.3565152904228446E-5,-0.26321942082402278,37.686]
[null,37.707999999999998,1.3488275514591912E-5,-0.26627169008733853,37.707999999999998]
[null,37.747,1.3352246970941423E-5,-0.27013629353506369,37.747]
[null,37.765000000000001,1.3289568813693725E-5,-0.27124018744459732,37.765000000000001]
[null,37.795999999999999,1.3181770324327026E-5,-0.27211752517804955,37.795999999999999]
[null,37.831000000000003,1.3060278680810701E-5,-0.27153234067377652,37.831000000000003]
[null,37.872999999999998,1.291478295548619E-5,-0.2686025915815683,37.872999999999998]
[null,37.904000000000003,1.2807596844418602E-5,-0.2648760552481278,37.904000000000003]
[null,37.922000000000004,1.2745439427028389E-5,-0.26210380492231272,37.922000000000004]
[null,37.957999999999998,1.2621303044800178E-5,-0.2552267042179085,37.957999999999998]
[null,37.983000000000004,1.2535240621726687E-5,-0.24941562525993011,37.983000000000004]
[null,38.000999999999998,1.2473350760886306E-5,-0.24471302667389394,38.000999999999998]
[null,38.032000000000004,1.2366915394753687E-5,-0.23561247872915927,38.032000000000004]
[null,38.052999999999997,1.2294928141720098E-5,-0.22874063454636692,38.052999999999997]
[null,38.08,1.2202515177212742E-5,-0.2190867834966399,38.08]
[null,38.111000000000004,1.2096619032924381E-5,-0.2068997418714707,38.111000000000004]
[null,38.158000000000001,1.193652245898378E-5,-0.18627577678581161,38.158000000000001]
[null,38.18,1.1861786476698166E-5,-0.17577850348708915,38.18]
[null,38.219000000000001,1.1729644242316865E-5,-0.15593397485138116,38.219000000000001]
[null,38.237000000000002,1.1668812990822501E-5,-0.14627176841638942,38.237000000000002]
[null,38.268000000000001,1.1564296872445395E-5,-0.12893886770665616,38.268000000000001]
[null,38.307000000000002,1.1433285804201415E-5,-0.10598980828342529,38.307000000000002]
[null,38.316000000000003,1.1403132351211695E-5,-0.10052807513570017,38.316000000000003]
[null,38.347000000000001,1.1299512800550492E-5,-8.1285041515327533E-2,38.347000000000001]
[null,38.393999999999998,1.1143172894880621E-5,-5.0993222339177011E-2,38.393999999999998]
[null,38.402000000000001,1.1116658517390174E-5,-4.572218099870734E-2,38.402000000000001]
[null,38.426000000000002,1.1037292925882534E-5,-2.9739961897091733E-2,38.426000000000002]
[null,38.472999999999999,1.0882679176500883E-5,2.1513812221684962E-3,38.472999999999999]
[null,38.503999999999998,1.0781324357406023E-5,2.3479732094119372E-2,38.503999999999998]
[null,38.529000000000003,1.069997014727965E-5,4.0768731314934636E-2,38.529000000000003]
[null,38.552,1.0625440146684074E-5,5.6694529847699716E-2,38.552]
[null,38.582999999999998,1.0525486047220645E-5,7.81132303909291E-2,38.582999999999998]
[null,38.600999999999999,1.0467721100111162E-5,9.0488315097186647E-2,38.600999999999999]
[null,38.652000000000001,1.0305196862774729E-5,0.12509913890383648,38.652000000000001]
[null,38.677999999999997,1.0223020807569386E-5,0.14237541433706613,38.677999999999997]
[null,38.709000000000003,1.0125670238830299E-5,0.16253776510811141,38.709000000000003]
[null,38.710999999999999,1.0119413616904022E-5,0.16382001939768082,38.710999999999999]
[null,38.758000000000003,9.9732497229991501E-6,0.19320103886530804,38.758000000000003]
[null,38.780999999999999,9.9023454116836315E-6,0.20698834033309985,38.780999999999999]
[null,38.819000000000003,9.7861311659959427E-6,0.22877971008403458,38.819000000000003]
[null,38.837000000000003,9.7314985691640543E-6,0.23863007465203223,38.837000000000003]
[null,38.868000000000002,9.6380540589614816E-6,0.25481538838431345,38.868000000000002]
[null,38.908000000000001,9.5187189509812406E-6,0.27411803525962408,38.908000000000001]
[null,38.916000000000004,9.4950231647236011E-6,0.27775029360910186,38.916000000000004]
[null,38.947000000000003,9.4037526139970073E-6,0.29106338613332899,38.947000000000003]
[null,38.994,9.2670802130743329E-6,0.30880385001015875,38.994]
[null,39.003,9.2411481670065521E-6,0.31184741001623922,39.003]
[null,39.055,9.0928593782322459E-6,0.32708252574984248,39.055]
[null,39.073,9.0421501675735927E-6,0.33139001943757818,39.073]
[null,39.103999999999999,8.9555805453346224E-6,0.33759815529341142,39.103999999999999]
[null,39.130000000000003,8.8837271370852469E-6,0.33712448154040797,39.130000000000003]
[null,39.152000000000001,8.8234712373883376E-6,0.33063627702665244,39.152000000000001]
[null,39.183,8.7394191590831061E-6,0.321705193136196,39.183]
[null,39.201000000000001,8.6910770855617991E-6,0.3166305310389968,39.201000000000001]
[null,39.253,8.5533505502811968E-6,0.30241560402122059,39.253]
[null,39.277999999999999,8.4881642168407184E-6,0.29581045966208624,39.277999999999999]
[null,39.308999999999997,8.4082677901525793E-6,0.28782008409085519,39.308999999999997]
[null,39.340000000000003,8.3294110500824886E-6,0.28004554301662687,39.340000000000003]
[null,39.352000000000004,8.2991658629464476E-6,0.27709273777647164,39.352000000000004]
[null,39.387999999999998,8.2093701015469728E-6,0.26841981897861522,39.387999999999998]
[null,39.419000000000004,8.1331769988474481E-6,0.26116931415586098,39.419000000000004]
[null,39.436999999999998,8.0894162922005505E-6,0.25704956089176856,39.436999999999998]
[null,39.475000000000001,7.9981906636128822E-6,0.24856446877329783,39.475000000000001]
[null,39.514000000000003,7.9061946526085003E-6,0.24014724200417131,39.514000000000003]
[null,39.515999999999998,7.9015212964272941E-6,0.23972335641914688,39.515999999999998]
[null,39.547000000000004,7.8296360240962329E-6,0.23324799495568377,39.547000000000004]
[null,39.573999999999998,7.7678677982886274E-6,0.2277508443695056,39.573999999999998]
[null,39.624000000000002,7.6555345860903137E-6,0.21296626841239236,39.624000000000002]
[null,39.655000000000001,7.587213604704976E-6,0.19119504992185432,39.655000000000001]
[null,39.673000000000002,7.5480041820822144E-6,0.17805057681019668,39.673000000000002]
[null,39.697000000000003,7.4962470629318101E-6,0.15998892962125805,39.697000000000003]
[null,39.721000000000004,7.4450815472793669E-6,0.14135770453269347,39.721000000000004]
[null,39.752000000000002,7.3798586482315756E-6,0.11652825882544485,39.752000000000002]
[null,39.783000000000001,7.3155990511350119E-6,9.0938617484358303E-2,39.783000000000001]
[null,39.823999999999998,7.2320646943074482E-6,5.6121234753639566E-2,39.823999999999998]
[null,39.86,7.1600560710765801E-6,2.4835881238563836E-2,39.86]
[null,39.878,7.1245123683168904E-6,9.0064258596563654E-3,39.878]
[null,39.908999999999999,7.06400512178601E-6,-1.845603231511446E-2,39.908999999999999]
[null,39.919000000000004,7.0446749491932109E-6,-2.7351657816411606E-2,39.919000000000004]
[null,39.957000000000001,6.9720425536785174E-6,-6.1213674464475815E-2,39.957000000000001]
[null,39.988,6.913735411673283E-6,-8.8782233020128068E-2,39.988]
[null,40.018999999999998,6.8562560275953546E-6,-0.1161580492238944,40.018999999999998]
[null,40.045999999999999,6.8068514278091588E-6,-0.13933203165900485,40.045999999999999]
[null,40.067,6.7688396680667257E-6,-0.15655514441082638,40.067]
[null,40.114000000000004,6.6850411771990012E-6,-0.19266629390442028,40.114000000000004]
[null,40.145000000000003,6.6307048376566466E-6,-0.21472254668914265,40.145000000000003]
[null,40.169000000000004,6.5891313145950356E-6,-0.23088059314536902,40.169000000000004]
[null,40.192999999999998,6.5479766007525003E-6,-0.24626630716591072,40.192999999999998]
[null,40.224000000000004,6.4954207895260782E-6,-0.2650374277353913,40.224000000000004]
[null,40.241999999999997,6.4652077125769425E-6,-0.27538569983608241,40.241999999999997]
[null,40.268000000000001,6.4219486159335787E-6,-0.28964302177452877,40.268000000000001]
[null,40.303000000000004,6.364405993795029E-6,-0.30759430260147297,40.303000000000004]
[null,40.320999999999998,6.3351114080274426E-6,-0.31629204528471638,40.320999999999998]
[null,40.352000000000004,6.285118564282495E-6,-0.33045392445415173,40.352000000000004]
[null,40.383000000000003,6.2356863493205281E-6,-0.34362000729938275,40.383000000000003]
[null,40.425000000000004,6.1695665683810658E-6,-0.3599466920064861,40.425000000000004]
[null,40.46,6.1151790545525483E-6,-0.37229148808697976,40.46]
[null,40.478000000000002,6.0874489782704669E-6,-0.37821418587954453,40.478000000000002]
[null,40.509,6.0400588235273375E-6,-0.38776341984946988,40.509]
[null,40.548000000000002,5.9810693957577585E-6,-0.39785665661871183,40.548000000000002]
[null,40.557000000000002,5.9675520729888382E-6,-0.39970851376458966,40.557000000000002]
[null,40.588000000000001,5.9212552838781157E-6,-0.40468284995639459,40.588000000000001]
[null,40.619,5.8753500818036278E-6,-0.40745712742818169,40.619]
[null,40.646999999999998,5.834206970060582E-6,-0.40805289815415458,40.646999999999998]
[null,40.667000000000002,5.8049963784197536E-6,-0.40736254132222305,40.667000000000002]
[null,40.713999999999999,5.7369011390246208E-6,-0.40207351838042532,40.713999999999999]
[null,40.744999999999997,5.6923847601341934E-6,-0.39577839113115026,40.744999999999997]
[null,40.770000000000003,5.6567002209434447E-6,-0.3890903829650032,40.770000000000003]
[null,40.792999999999999,5.6240322511558194E-6,-0.38168026268355398,40.792999999999999]
[null,40.823999999999998,5.5802347023259716E-6,-0.36981374791587757,40.823999999999998]
[null,40.841999999999999,5.5549211094765155E-6,-0.36194950357123384,40.841999999999999]
[null,40.869,5.5171043768795572E-6,-0.34883888179423334,40.869]
[null,40.902999999999999,5.4697323371120932E-6,-0.33014286323518,40.902999999999999]
[null,40.950000000000003,5.4046732116553448E-6,-0.30046660463773034,40.950000000000003]
[null,40.981000000000002,5.3620130613602282E-6,-0.27867535766721718,40.981000000000002]
[null,40.991999999999997,5.3469208695150136E-6,-0.27056046308836501,40.991999999999997]
[null,41.029000000000003,5.2963216395267645E-6,-0.24192825447196714,41.029000000000003]
[null,41.06,5.2541145757973098E-6,-0.21650320950188742,41.06]
[null,41.078000000000003,5.2296814139493955E-6,-0.20120493897218461,41.078000000000003]
[null,41.119,5.1742210537258221E-6,-0.16506709727953964,41.119]
[null,41.139000000000003,5.1472603257657693E-6,-0.14686133346670882,41.139000000000003]
[null,41.157000000000004,5.1230457173744373E-6,-0.13019181930059129,41.157000000000004]
[null,41.188000000000002,5.0814501893108391E-6,-0.1009241793313137,41.188000000000002]
[null,41.218000000000004,5.041321297864082E-6,-7.2022044907091742E-2,41.218000000000004]
[null,41.265000000000001,4.9786891216608772E-6,-2.5837937248079802E-2,41.265000000000001]
[null,41.295999999999999,4.9375308889924863E-6,5.0789795669952016E-3,41.295999999999999]
[null,41.314,4.9136867338655729E-6,2.3151616137131997E-2,41.314]
[null,41.341000000000001,4.8779939638499484E-6,5.0381135504137739E-2,41.341000000000001]
[null,41.375,4.8331715976537154E-6,8.4799319078631544E-2,41.375]
[null,41.393000000000001,4.8094977424728222E-6,0.10304627745112185,41.393000000000001]
[null,41.423999999999999,4.7688162662252315E-6,0.13446023790842365,41.423999999999999]
[null,41.468000000000004,4.7112716337156454E-6,0.17880610095791716,41.468000000000004]
[null,41.472000000000001,4.7060518537948501E-6,0.18280823066022464,41.472000000000001]
[null,41.503,4.665664613602051E-6,0.21357042529869016,41.503]
[null,41.550000000000004,4.6046596598051451E-6,0.25904379753176215,41.550000000000004]
[null,41.563000000000002,4.5878354682990508E-6,0.27130194553131426,41.563000000000002]
[null,41.611000000000004,4.5259075660136761E-6,0.31505228828052817,41.611000000000004]
[null,41.628999999999998,4.5027647733184364E-6,0.33075604879196796,41.628999999999998]
[null,41.660000000000004,4.4630140516198E-6,0.35676613974277299,41.660000000000004]
[null,41.69,4.4246778901609399E-6,0.38056075505110726,41.69]
[null,41.707999999999998,4.4017407494455207E-6,0.394128717484861,41.707999999999998]
[null,41.739000000000004,4.3623553755119462E-6,0.41615043460680451,41.739000000000004]
[null,41.786000000000001,4.3029381068286285E-6,0.41009961500373432,41.786000000000001]
[null,41.813000000000002,4.2689740054014866E-6,0.40043445436885894,41.813000000000002]
[null,41.834000000000003,4.2426466420782127E-6,0.39307486645472645,41.834000000000003]
[null,41.865000000000002,4.2039302686506727E-6,0.38245720332620531,41.865000000000002]
[null,41.896000000000001,4.1653969354987774E-6,0.37212634248379262,41.896000000000001]
[null,41.914000000000001,4.143109813324955E-6,0.36625632395172492,41.914000000000001]
[null,41.942,4.108572529029457E-6,0.35730869270805338,41.942]
[null,41.975000000000001,4.0680807252392939E-6,0.34704348656622286,41.975000000000001]
[null,41.993000000000002,4.0460946865335246E-6,0.34156913158242908,41.993000000000002]
[null,42.024000000000001,4.0084017564672933E-6,0.33234273151530302,42.024000000000001]
[null,42.069000000000003,3.9540883752789066E-6,0.31939122444490697,42.069000000000003]
[null,42.100999999999999,3.9157677926083059E-6,0.31048950286726135,42.100999999999999]
[null,42.131999999999998,3.8788942204569243E-6,0.30210261978791281,42.131999999999998]
[null,42.15,3.8575997817575855E-6,0.29733717382430574,42.15]
[null,42.164000000000001,3.8410976871188982E-6,0.293682747219707,42.164000000000001]
[null,42.210999999999999,3.7860937757974375E-6,0.28173965264647605,42.210999999999999]
[null,42.228999999999999,3.765194238345218E-6,0.27729541746759956,42.228999999999999]
[null,42.26,3.7294223828284248E-6,0.26980516667566146,42.26]
[null,42.291000000000004,3.6939378690115446E-6,0.26251724110582214,42.291000000000004]
[null,42.308,3.6746033664318556E-6,0.25860455845310965,42.308]
[null,42.338999999999999,3.6395787358532369E-6,0.25161918157078678,42.338999999999999]
[null,42.386000000000003,3.5870634459370804E-6,0.24138667145438272,42.386000000000003]
[null,42.414000000000001,3.5561223713908435E-6,0.23548960215600828,42.414000000000001]
[null,42.433999999999997,3.5341825133485341E-6,0.23136581985091234,42.433999999999997]
[null,42.465000000000003,3.5004451418583007E-6,0.22511621056709427,42.465000000000003]
[null,42.496000000000002,3.4670405496279449E-6,0.21903541453419451,42.496000000000002]
[null,42.512999999999998,3.4488652484810159E-6,0.2157708058434756,42.512999999999998]
[null,42.544000000000004,3.4159869413599026E-6,0.20994244609593296,42.544000000000004]
[null,42.575000000000003,3.3834550646491893E-6,0.20427152088738637,42.575000000000003]
[null,42.593000000000004,3.3647264242658501E-6,0.20104928833814176,42.593000000000004]
[null,42.636000000000003,3.3204698678774777E-6,0.16699009612857929,42.636000000000003]
[null,42.67,3.2859648465633287E-6,0.1215143912548612,42.67]
[null,42.701000000000001,3.2548845578040178E-6,8.2004421925761933E-2,42.701000000000001]
[null,42.731999999999999,3.2241698820012835E-6,4.4540219180708128E-2,42.731999999999999]
[null,42.762999999999998,3.193823278893268E-6,9.0400926056389778E-3,42.762999999999998]
[null,42.78,3.1773385916191929E-6,-9.6223790777127515E-3,42.78]
[null,42.798000000000002,3.1600058315222126E-6,-2.8778753773357764E-2,42.798000000000002]
[null,42.829000000000001,3.1304488976946834E-6,-6.0356139845082736E-2,42.829000000000001]
[null,42.858000000000004,3.1031363024363115E-6,-8.8331533575395013E-2,42.858000000000004]
[null,42.905999999999999,3.058647099333546E-6,-0.13146819385900213,42.905999999999999]
[null,42.936999999999998,3.0303900944205278E-6,-0.15732789329761343,42.936999999999998]
[null,42.939,3.0285798740745107E-6,-0.15894432166560352,42.939]
[null,42.984999999999999,2.9873720912764953E-6,-0.19444563543589746,42.984999999999999]
[null,43.015999999999998,2.9600623830706996E-6,-0.21662186801065386,43.015999999999998]
[null,43.033999999999999,2.9443745995635581E-6,-0.2288798687585164,43.033999999999999]
[null,43.064999999999998,2.91764719381922E-6,-0.24896414655996182,43.064999999999998]
[null,43.108000000000004,2.8811779702797233E-6,-0.27476160535098409,43.108000000000004]
[null,43.113,2.8769826342610327E-6,-0.27761145515487018,43.113]
[null,43.143999999999998,2.8511805056112213E-6,-0.29460899181678402,43.143999999999998]
[null,43.175000000000004,2.8257356498185421E-6,-0.31048573237452953,43.175000000000004]
[null,43.207000000000001,2.7998406099431425E-6,-0.32575004354078357,43.207000000000001]
[null,43.252000000000002,2.7640537418648428E-6,-0.34537920384192766,43.252000000000002]
[null,43.27,2.7499417297460749E-6,-0.35265666280073266,43.27]
[null,43.301000000000002,2.7259052566477177E-6,-0.36445503494534137,43.301000000000002]
[null,43.33,2.7037219672756269E-6,-0.37468148222423769,43.33]
[null,43.349000000000004,2.6893443691531488E-6,-0.380972719494241,43.349000000000004]
[null,43.38,2.6661478048223275E-6,-0.39056893914997076,43.38]
[null,43.398000000000003,2.6528256690449767E-6,-0.39577314273872594,43.398000000000003]
[null,43.429000000000002,2.6301306490540688E-6,-0.40412719916090917,43.429000000000002]
[null,43.459000000000003,2.6084620428998978E-6,-0.41150677830072657,43.459000000000003]
[null,43.506,2.5750819796941868E-6,-0.42174770513470761,43.506]
[null,43.536999999999999,2.5534343553370448E-6,-0.42675949170270655,43.536999999999999]
[null,43.567999999999998,2.5320716905618754E-6,-0.42806417881619446,43.567999999999998]
[null,43.585999999999999,2.519795453503719E-6,-0.42713926243629463,43.585999999999999]
[null,43.616,2.4995391473270345E-6,-0.42302939414260188,43.616]
[null,43.634,2.4875054169216579E-6,-0.41910999319647263,43.634]
[null,43.664999999999999,2.4669866589529035E-6,-0.40998102368764094,43.664999999999999]
[null,43.709000000000003,2.4382975786878258E-6,-0.39228302306589863,43.709000000000003]
[null,43.742000000000004,2.4171033292203978E-6,-0.37572028284691705,43.742000000000004]
[null,43.744,2.4158274729377954E-6,-0.37463278969096481,43.744]
[null,43.774999999999999,2.3961751329220488E-6,-0.35663391842003178,43.774999999999999]
[null,43.808,2.3755035842695435E-6,-0.3352731348891414,43.808]
[null,43.852000000000004,2.3483244931824312E-6,-0.30365713984993525,43.852000000000004]
[null,43.87,2.3373273206088105E-6,-0.28979861729133222,43.87]
[null,43.901000000000003,2.3185470706494835E-6,-0.26480796546944302,43.901000000000003]
[null,43.930999999999997,2.3005584002784921E-6,-0.23940090861585103,43.930999999999997]
[null,43.948999999999998,2.2898500040384462E-6,-0.22363828049782941,43.948999999999998]
[null,43.980000000000004,2.2715518077209146E-6,-0.19567807840651275,43.980000000000004]
[null,44.027000000000001,2.2441425109875901E-6,-0.1515933359517907,44.027000000000001]
[null,44.058,2.2262730459392949E-6,-0.12158864332717886,44.058]
[null,44.058999999999997,2.2256992759884728E-6,-0.1206101919662997,44.058999999999997]
[null,44.106000000000002,2.1989130777029867E-6,-7.3991968575359474E-2,44.106000000000002]
[null,44.137,2.1814322457257285E-6,-4.2682070395493099E-2,44.137]
[null,44.152999999999999,2.1724652883537907E-6,-2.6387738532356406E-2,44.152999999999999]
[null,44.185000000000002,2.1546401669748569E-6,6.4108225718909409E-3,44.185000000000002]
[null,44.216000000000001,2.1375049723704881E-6,3.8374040198686822E-2,44.216000000000001]
[null,44.234000000000002,2.127613071400275E-6,5.6985081139108926E-2,44.234000000000002]
[null,44.28,2.1025167195806715E-6,0.10459605426913059,44.28]
[null,44.295000000000002,2.094387685390095E-6,0.12010684662254725,44.295000000000002]
[null,44.341999999999999,2.0690809167302898E-6,0.16854036241911291,44.341999999999999]
[null,44.372999999999998,2.0525190112374164E-6,0.20026811116994106,44.372999999999998]
[null,44.378999999999998,2.0493248823047136E-6,0.2063827995013453,44.378999999999998]
[null,44.420999999999999,2.0270653305898279E-6,0.24889885984265259,44.420999999999999]
[null,44.451999999999998,2.010742776500235E-6,0.27982248505090357,44.451999999999998]
[null,44.47,2.0013050280008604E-6,0.29747258711014785,44.47]
[null,44.502000000000002,1.9845962553931631E-6,0.32807312078813317,44.502000000000002]
[null,44.530999999999999,1.9695278252436846E-6,0.35472708549461074,44.530999999999999]
[null,44.548999999999999,1.9602090565703015E-6,0.37066045829179367,44.548999999999999]
[null,44.58,1.9442190692543077E-6,0.39685438174485316,44.58]
[null,44.628999999999998,1.9190905493383925E-6,0.43117165581388289,44.628999999999998]
[null,44.657000000000004,1.9048082655582707E-6,0.42063814491823309,44.657000000000004]
[null,44.688000000000002,1.8890583692752691E-6,0.40927594778253235,44.688000000000002]
[null,44.706000000000003,1.8799427061290744E-6,0.40281992163244107,44.706000000000003]
[null,44.724000000000004,1.8708482334151011E-6,0.39646573453220474,44.724000000000004]
[null,44.767000000000003,1.8492064644782744E-6,0.38168905468532111,44.767000000000003]
[null,44.785000000000004,1.8401815900367588E-6,0.37566819142276431,44.785000000000004]
[null,44.816000000000003,1.8246855632963327E-6,0.36552071407168607,44.816000000000003]
[null,44.850999999999999,1.8072603106102439E-6,0.35439293525991489,44.850999999999999]
[null,44.864000000000004,1.8008068620924828E-6,0.35034660022506092,44.864000000000004]
[null,44.895000000000003,1.7854587184900836E-6,0.34088310485339607,44.895000000000003]
[null,44.942,1.7622983236641535E-6,0.3270205296826626,44.942]
[null,44.974000000000004,1.7466050490546475E-6,0.31790617248493869,44.974000000000004]
[null,44.99,1.7387814645010088E-6,0.31344470058036117,44.99]
[null,45.021000000000001,1.7236673202419492E-6,0.30497799226548211,45.021000000000001]
[null,45.052,1.7086118681746212E-6,0.2967399850565926,45.052]
[null,45.073,1.6984467865206049E-6,0.29128619859082927,45.073]
[null,45.1,1.6854180721892487E-6,0.28442121311632029,45.1]
[null,45.131,1.67051654485946E-6,0.27673848169492071,45.131]
[null,45.178000000000004,1.6480437752246918E-6,0.2654844536996625,45.178000000000004]
[null,45.209000000000003,1.6333026412081175E-6,0.25831323840252002,45.209000000000003]
[null,45.230000000000004,1.6233544614932191E-6,0.25356569740881624,45.230000000000004]
[null,45.256999999999998,1.610609796209167E-6,0.24758970253516088,45.256999999999998]
[null,45.288000000000004,1.5960421937463026E-6,0.24090185683462234,45.288000000000004]
[null,45.306000000000004,1.5876163059983656E-6,0.23710180775830519,45.306000000000004]
[null,45.325000000000003,1.5787489680016767E-6,0.23315565649972034,45.325000000000003]
[null,45.353999999999999,1.5652684949357329E-6,0.22725883666075003,45.353999999999999]
[null,45.384999999999998,1.5509321916063606E-6,0.22112016442152344,45.384999999999998]
[null,45.416000000000004,1.5366744946692171E-6,0.21514730882298005,45.416000000000004]
[null,45.451999999999998,1.5202189697837917E-6,0.20841326319633416,45.451999999999998]
[null,45.493000000000002,1.5016158918645245E-6,0.20100027659729411,45.493000000000002]
[null,45.524000000000001,1.4876510287704925E-6,0.18371686461907347,45.524000000000001]
[null,45.542000000000002,1.4795833884646836E-6,0.15867100019551544,45.542000000000002]
[null,45.575000000000003,1.4648728827214644E-6,0.11465897582546436,45.575000000000003]
[null,45.59,1.4582212664324481E-6,9.5452386450742666E-2,45.59]
[null,45.621000000000002,1.4445454568330976E-6,5.7287393799138712E-2,45.621000000000002]
[null,45.652000000000001,1.4309672676350929E-6,2.1114547704158691E-2,45.652000000000001]
[null,45.673999999999999,1.4213917217060015E-6,-3.3917770535843344E-3,45.673999999999999]
[null,45.7,1.4101414075361543E-6,-3.1149872563302074E-2,45.7]
[null,45.731000000000002,1.3968232616921872E-6,-6.2600016412404008E-2,45.731000000000002]
[null,45.777999999999999,1.3768348847489897E-6,-0.10702151883791507,45.777999999999999]
[null,45.797000000000004,1.3688257344789123E-6,-0.12391109353151135,45.797000000000004]
[null,45.826000000000001,1.3566820155448342E-6,-0.1485539685251161,45.826000000000001]
[null,45.856999999999999,1.3438105502970241E-6,-0.17343161791986075,45.856999999999999]
[null,45.887999999999998,1.3310545673083859E-6,-0.19685691093446467,45.887999999999998]
[null,45.923999999999999,1.3163887734165755E-6,-0.2223174889412724,45.923999999999999]
[null,45.936,1.3115359140131871E-6,-0.23040294534745298,45.936]
[null,45.983000000000004,1.2927036832383748E-6,-0.26022122161197753,45.983000000000004]
[null,46.014000000000003,1.2804369256807363E-6,-0.27834140690730153,46.014000000000003]
[null,46.018999999999998,1.2784700520376141E-6,-0.28115322938487552,46.018999999999998]
[null,46.061999999999998,1.2616897752471337E-6,-0.30411062360279473,46.061999999999998]
[null,46.093000000000004,1.2497436223130737E-6,-0.31935014554767183,46.093000000000004]
[null,46.124000000000002,1.2379256417735865E-6,-0.33354449459719521,46.124000000000002]
[null,46.146000000000001,1.2296170757118696E-6,-0.34300875346178566,46.146000000000001]
[null,46.172000000000004,1.219882310244183E-6,-0.35356604675553371,46.172000000000004]
[null,46.19,1.2131967330741844E-6,-0.36048904844244589,46.19]
[null,46.221000000000004,1.2017864748541454E-6,-0.3716982802476263,46.221000000000004]
[null,46.268999999999998,1.1843795060580836E-6,-0.38735488445483085,46.268999999999998]
[null,46.298000000000002,1.1740168721820904E-6,-0.3958649856945477,46.298000000000002]
[null,46.329000000000001,1.163068309630727E-6,-0.40421272839124145,46.329000000000001]
[null,46.331000000000003,1.1623665273265832E-6,-0.40472551857773437,46.331000000000003]
[null,46.368000000000002,1.1494835139855622E-6,-0.41366808200642757,46.368000000000002]
[null,46.408000000000001,1.1357693640006578E-6,-0.42221974761991171,46.408000000000001]
[null,46.426000000000002,1.1296702615015697E-6,-0.42548807330729177,46.426000000000002]
[null,46.457000000000001,1.1192711695234142E-6,-0.42812141345869559,46.457000000000001]
[null,46.491,1.1080178866605672E-6,-0.42672830032441167,46.491]
[null,46.505000000000003,1.1034302853330999E-6,-0.42493888434636601,46.505000000000003]
[null,46.536000000000001,1.0933673160341134E-6,-0.4186229888637733,46.536000000000001]
[null,46.582999999999998,1.0783594072381886E-6,-0.40335487482217325,46.582999999999998]
[null,46.59,1.0761496764804396E-6,-0.40053888146136901,46.59]
[null,46.643999999999998,1.0593231878274975E-6,-0.37455951618188188,46.643999999999998]
[null,46.661999999999999,1.0538002198591176E-6,-0.36435224529574695,46.661999999999999]
[null,46.692999999999998,1.0443878929386474E-6,-0.34514385075260123,46.692999999999998]
[null,46.724000000000004,1.0351001909119154E-6,-0.32404444028703616,46.724000000000004]
[null,46.747,1.0282889133933493E-6,-0.30727956935024525,46.747]
[null,46.771999999999998,1.0209613999145536E-6,-0.28807901930408158,46.771999999999998]
[null,46.819000000000003,1.007396954865597E-6,-0.2495279365333363,46.819000000000003]
[null,46.820999999999998,1.0068257864665614E-6,-0.24782292908507561,46.820999999999998]
[null,46.87,9.9298370229497501E-7,-0.20461234104178339,46.87]
[null,46.898000000000003,9.8520269425656642E-7,-0.17881577688290703,46.898000000000003]
[null,46.929000000000002,9.7669493734874047E-7,-0.14946705889407319,46.929000000000002]
[null,46.947000000000003,9.7180567816892993E-7,-0.13209379301420571,46.947000000000003]
[null,46.969000000000001,9.658797663764096E-7,-0.11057047170017008,46.969000000000001]
[null,47.008000000000003,9.5550703889477756E-7,-7.1752586136106786E-2,47.008000000000003]
[null,47.026000000000003,9.507756370489423E-7,-5.3599610672347038E-2,47.026000000000003]
[null,47.057000000000002,9.4270823452168029E-7,-2.2061201969772546E-2,47.057000000000002]
[null,47.091999999999999,9.3372059740276514E-7,1.3861680419590319E-2,47.091999999999999]
[null,47.134,9.2309960438539951E-7,5.7237019954051505E-2,47.134]
[null,47.136000000000003,9.2259821641779705E-7,5.9306564166013188E-2,47.136000000000003]
[null,47.183,9.1092685371337023E-7,0.10795613429741494,47.183]
[null,47.219000000000001,9.0212792155756893E-7,0.14513738865392195,47.219000000000001]
[null,47.244,8.960870427447698E-7,0.17085376315792483,47.244]
[null,47.262,8.9177200059305239E-7,0.18929551579265111,47.262]
[null,47.292999999999999,8.8440638052605935E-7,0.22087450838714071,47.292999999999999]
[null,47.314,8.7946298993335503E-7,0.24211267999826983,47.314]
[null,47.341000000000001,8.7316059185077455E-7,0.26917827343414336,47.341000000000001]
[null,47.372,8.6599649512606597E-7,0.29968212300166874,47.372]
[null,47.419000000000004,8.5527608598232746E-7,0.34410008911473339,47.419000000000004]
[null,47.441000000000003,8.5031436503936464E-7,0.36390087033257401,47.441000000000003]
[null,47.480000000000004,8.4160329037828024E-7,0.39710578173927985,47.480000000000004]
[null,47.497999999999998,8.3761821092435268E-7,0.41151808562068232,47.497999999999998]
[null,47.529000000000003,8.3080560272542903E-7,0.43109074302923778,47.529000000000003]
[null,47.54,8.2840324354144929E-7,0.42692226264008326,47.54]
[null,47.576999999999998,8.2037845852526992E-7,0.41319457528518655,47.576999999999998]
[null,47.608000000000004,8.1371915829162728E-7,0.40203344242904721,47.608000000000004]
[null,47.625999999999998,8.0987835475703623E-7,0.39569166145805235,47.625999999999998]
[null,47.663000000000004,8.0204092160664903E-7,0.38296819423044792,47.663000000000004]
[null,47.686999999999998,7.9699720289573561E-7,0.37493472417334595,47.686999999999998]
[null,47.734000000000002,7.8720693342821529E-7,0.35968738359245511,47.734000000000002]
[null,47.765000000000001,7.8080980920464116E-7,0.34997157676662377,47.765000000000001]
[null,47.79,7.7568418818327323E-7,0.342327749016336,47.79]
[null,47.813000000000002,7.7099403092330959E-7,0.33544296499580578,47.813000000000002]
[null,47.844000000000001,7.6470971086678441E-7,0.3263820437690661,47.844000000000001]
[null,47.862000000000002,7.6107974902785841E-7,0.32123360780328397,47.862000000000002]
[null,47.884999999999998,7.5646114755002769E-7,0.31477306226989871,47.884999999999998]
[null,47.923000000000002,7.4887720146171038E-7,0.30438254294550404,47.923000000000002]
[null,47.941000000000003,7.4530449036339097E-7,0.29958113287600369,47.941000000000003]
[null,47.972000000000001,7.3918008798492391E-7,0.29148890460095006,47.972000000000001]
[null,48.012,7.3132923753341239E-7,0.28136945960841986,48.012]
[null,48.048999999999999,7.2411685716599478E-7,0.27232202331677635,48.048999999999999]
[null,48.08,7.1810934758505252E-7,0.26496611289662303,48.08]
[null,48.097999999999999,7.1463543832583909E-7,0.26078646793332427,48.097999999999999]
[null,48.134999999999998,7.0752676419472832E-7,0.25240087783540394,48.134999999999998]
[null,48.146000000000001,7.0542154825825598E-7,0.24996025918034065,48.146000000000001]
[null,48.177,6.9950831578947242E-7,0.24320838045700263,48.177]
[null,48.207999999999998,6.9362356958351662E-7,0.23663888219063867,48.207999999999998]
[null,48.234000000000002,6.8870945615744084E-7,0.2312660105054927,48.234000000000002]
[null,48.285000000000004,6.7912585883025955E-7,0.22107866946701216,48.285000000000004]
[null,48.286999999999999,6.7875150567761611E-7,0.22068844195341941,48.286999999999999]
[null,48.334000000000003,6.699859530449187E-7,0.21171378151312828,48.334000000000003]
[null,48.365000000000002,6.6423730725375524E-7,0.20599500933100889,48.365000000000002]
[null,48.390999999999998,6.5943582435758208E-7,0.20131790494871091,48.390999999999998]
[null,48.413000000000004,6.5538718963583514E-7,0.19744339624017768,48.413000000000004]
[null,48.444000000000003,6.4970424786241904E-7,0.15566066780717791,48.444000000000003]
[null,48.462000000000003,6.4641626918403305E-7,0.13144010579408191,48.462000000000003]
[null,48.514000000000003,6.369663809163012E-7,6.5484952618496059E-2,48.514000000000003]
[null,48.539000000000001,6.3244906615186197E-7,3.5813048065743466E-2,48.539000000000001]
[null,48.57,6.2687114726987098E-7,7.7198857262930946E-4,48.57]
[null,48.600999999999999,6.2131955644219999E-7,-3.2402164499531219E-2,48.600999999999999]
[null,48.613,6.1917767908963722E-7,-4.475873612259159E-2,48.613]
[null,48.649000000000001,6.1277622594602815E-7,-8.0260118435085348E-2,48.649000000000001]
[null,48.68,6.072932607703932E-7,-0.10901079652245042,48.68]
[null,48.698,6.0412227696933496E-7,-0.12496080724324228,48.698]
[null,48.736000000000004,5.974590745706429E-7,-0.15690701441633709,48.736000000000004]
[null,48.746000000000002,5.9571270802968174E-7,-0.16493602431154308,48.746000000000002]
[null,48.777000000000001,5.9031809719091444E-7,-0.18886058410080508,48.777000000000001]
[null,48.808,5.8495286726391316E-7,-0.21137231543459262,48.808]
[null,48.835000000000001,5.8030436130875052E-7,-0.22987412518017836,48.835000000000001]
[null,48.884999999999998,5.7175757195177673E-7,-0.26155116749385388,48.884999999999998]
[null,48.916000000000004,5.6649975888663912E-7,-0.27958686943703065,48.916000000000004]
[null,48.933999999999997,5.6346165678601567E-7,-0.28952127588480325,48.933999999999997]
[null,48.957999999999998,5.5942807683159734E-7,-0.30217306714916581,48.957999999999998]
[null,48.981999999999999,5.5541450114885565E-7,-0.31416667428905776,48.981999999999999]
[null,49.012999999999998,5.5026046880471413E-7,-0.32872000714817579,49.012999999999998]
[null,49.044000000000004,5.4514114446527207E-7,-0.34225789351411462,49.044000000000004]
[null,49.085000000000001,5.384250271025029E-7,-0.35867824160277056,49.085000000000001]
[null,49.091999999999999,5.3728469567946441E-7,-0.36131906930281826,49.091999999999999]
[null,49.139000000000003,5.2967702948974321E-7,-0.37787711569423171,49.139000000000003]
[null,49.17,5.2470658272723431E-7,-0.38772600038292904,49.17]
[null,49.18,5.2311140064185274E-7,-0.39072896015714864,49.18]
[null,49.218000000000004,5.1708670469139545E-7,-0.40139538155214466,49.218000000000004]
[null,49.249000000000002,5.122158960261386E-7,-0.40925714667069302,49.249000000000002]
[null,49.28,5.0738547081267266E-7,-0.41640132163237187,49.28]
[null,49.307000000000002,5.0321174615251818E-7,-0.42206477901114836,49.307000000000002]
[null,49.328000000000003,4.9998733766491027E-7,-0.42580982314371235,49.328000000000003]
[null,49.375,4.9284106269989469E-7,-0.42791515766347221,49.375]
[null,49.405999999999999,4.8818155259141433E-7,-0.42475950216055491,49.405999999999999]
[null,49.43,4.8460409748842664E-7,-0.42004819936817339,49.43]
[null,49.454000000000001,4.810530263455598E-7,-0.41349325872817982,49.454000000000001]
[null,49.484999999999999,4.7650568661423282E-7,-0.40248936251829803,49.484999999999999]
[null,49.503,4.7388587279522526E-7,-0.39487523304270367,49.503]
[null,49.529000000000003,4.7012861875608131E-7,-0.38240019171782341,49.529000000000003]
[null,49.564,4.651214213129487E-7,-0.36305962427009281,49.564]
[null,49.582000000000001,4.6256909171527721E-7,-0.35206414910799105,49.582000000000001]
[null,49.613,4.5820995811431814E-7,-0.33160109892670309,49.613]
[null,49.652000000000001,4.5279203354179481E-7,-0.30336943338067318,49.652000000000001]
[null,49.69,4.4758438167997322E-7,-0.2735118811040918,49.69]
[null,49.721000000000004,4.4338848522416929E-7,-0.24765323998823349,49.721000000000004]
[null,49.739000000000004,4.4097386934713323E-7,-0.23208722332417847,49.739000000000004]
[null,49.779000000000003,4.3566529079643035E-7,-0.19621696577870448,49.779000000000003]
[null,49.800000000000004,4.3290994553458334E-7,-0.17675819617647825,49.800000000000004]
[null,49.817999999999998,4.3056558750656504E-7,-0.15977714074568952,49.817999999999998]
[null,49.849000000000004,4.2656564864986674E-7,-0.12995337748205163,49.849000000000004]
[null,49.874000000000002,4.2337451315599406E-7,-0.10543834922098967,49.874000000000002]
[null,49.896999999999998,4.204659385638812E-7,-8.2574700968997952E-2,49.896999999999998]
[null,49.928000000000004,4.1658695372221582E-7,-5.1368473303144285E-2,49.928000000000004]
[null,49.975000000000001,4.1079596914232741E-7,-3.4105004654299761E-3,49.975000000000001]
[null,50.006,4.0703548045105398E-7,2.8508689795310703E-2,50.006]
[null,50.030999999999999,4.0403685975035075E-7,5.4346129822301463E-2,50.030999999999999]
[null,50.054000000000002,4.0130480469940943E-7,7.8152885458442636E-2,50.054000000000002]
[null,50.085000000000001,3.9766267331126093E-7,0.11023909584238151,50.085000000000001]
[null,50.103000000000002,3.9556895575516143E-7,0.1288436994119701,50.103000000000002]
[null,50.13,3.9245717051161755E-7,0.15667972812770034,50.13]
[null,50.164000000000001,3.8858738110082724E-7,0.19155358896557714,50.164000000000001]
[null,50.210999999999999,3.8332637795727986E-7,0.23929879661824513,50.210999999999999]
[null,50.213000000000001,3.8310476573651803E-7,0.2413161186973305,50.213000000000001]
[null,50.253,3.7871052576462366E-7,0.28128316806894282,50.253]
[null,50.29,3.7470984697897392E-7,0.31719692237579439,50.29]
[null,50.320999999999998,3.7140448742520316E-7,0.34612375377087151,50.320999999999998]
[null,50.338999999999999,3.6950445618608857E-7,0.36232037900249464,50.338999999999999]
[null,50.38,3.6522847277759007E-7,0.39728234307282528,50.38]
[null,50.4,3.631684168756838E-7,0.41325060830083338,50.4]
[null,50.417999999999999,3.6132859338681295E-7,0.42695614790353636,50.417999999999999]
[null,50.448999999999998,3.5819120557632755E-7,0.42346476584769321,50.448999999999998]
[null,50.475000000000001,3.5558980551742003E-7,0.4138500236336593,50.475000000000001]
[null,50.526000000000003,3.5056459791061451E-7,0.39561979896586569,50.526000000000003]
[null,50.557000000000002,3.4755901914297616E-7,0.3849333926069981,50.557000000000002]
[null,50.575000000000003,3.4583042438866146E-7,0.378861352307101,50.575000000000003]
[null,50.602000000000004,3.4325996337014608E-7,0.36993240993693893,50.602000000000004]
[null,50.636000000000003,3.4006059130078925E-7,0.35898728849574923,50.636000000000003]
[null,50.654000000000003,3.3838338252527994E-7,0.3533245288475565,50.654000000000003]
[null,50.685000000000002,3.3552115202058891E-7,0.34378059423738322,50.685000000000002]
[null,50.728999999999999,3.315142772146798E-7,0.3306753174016781,50.728999999999999]
[null,50.733000000000004,3.3115317596161403E-7,0.32950899300004421,50.733000000000004]
[null,50.764000000000003,3.2837213994815762E-7,0.32060835909015423,50.764000000000003]
[null,50.811,3.2421328100083052E-7,0.30757028998384217,50.811]
[null,50.823999999999998,3.2307486778297007E-7,0.30405855959585049,50.823999999999998]
[null,50.872,3.18914620063733E-7,0.29143596661622689,50.872]
[null,50.89,3.1737159222281625E-7,0.28683877923752693,50.89]
[null,50.920999999999999,3.1473526212327796E-7,0.27909074498235054,50.920999999999999]
[null,50.951000000000001,3.1220871877374323E-7,0.27179197605366445,50.951000000000001]
[null,50.969000000000001,3.1070416511760207E-7,0.26750465813455787,50.969000000000001]
[null,51,3.0813242024325255E-7,0.26027887346152534,51]
[null,51.018000000000001,3.0665016727705191E-7,0.2561731662425008,51.018000000000001]
[null,51.073999999999998,3.0208851726099689E-7,0.24380945053537387,51.073999999999998]
[null,51.094999999999999,3.0039665697631501E-7,0.23932847477034017,51.094999999999999]
[null,51.125999999999998,2.979171298458233E-7,0.23286377977446501,51.125999999999998]
[null,51.157000000000004,2.9545836338715908E-7,0.22657370788363321,51.157000000000004]
[null,51.173000000000002,2.9419721384298797E-7,0.22339398908755753,51.173000000000002]
[null,51.204999999999998,2.9169052726592953E-7,0.21716779706730652,51.204999999999998]
[null,51.236000000000004,2.8928145868328814E-7,0.21130170205995977,51.236000000000004]
[null,51.253999999999998,2.878910912267052E-7,0.20796857358893933,51.253999999999998]
[null,51.295999999999999,2.8467018979051739E-7,0.20039431083715592,51.295999999999999]
[null,51.331000000000003,2.8201015288623066E-7,0.17333503138328663,51.331000000000003]
[null,51.362000000000002,2.7967163110115961E-7,0.13117493158248986,51.362000000000002]
[null,51.364000000000004,2.7952131637955235E-7,0.12852972562949169,51.364000000000004]
[null,51.395000000000003,2.771996871495444E-7,8.8656608684299032E-2,51.395000000000003]
[null,51.441000000000003,2.737827724296274E-7,3.3262378285342113E-2,51.441000000000003]
[null,51.472000000000001,2.7149829108855106E-7,-1.6438332500315991E-3,51.472000000000001]
[null,51.49,2.701783337029709E-7,-2.1052845768202353E-2,51.49]
[null,51.521000000000001,2.6791599958084916E-7,-5.305134320826687E-2,51.521000000000001]
[null,51.552,2.6566715093448434E-7,-8.3305808352356361E-2,51.552]
[null,51.569000000000003,2.6443949152805957E-7,-9.9182188863787588E-2,51.569000000000003]
[null,51.6,2.6221077637292312E-7,-0.12687511706616539,51.6]
[null,51.646999999999998,2.5885565085956991E-7,-0.16589082134434427,51.646999999999998]
[null,51.675000000000004,2.5687017226813658E-7,-0.18751238277333901,51.675000000000004]
[null,51.695,2.5545792284916574E-7,-0.20224638026488026,51.695]
[null,51.725999999999999,2.5327857770731516E-7,-0.22395629402551553,51.725999999999999]
[null,51.756999999999998,2.5111075376612474E-7,-0.24434579575241294,51.756999999999998]
[null,51.774000000000001,2.4992677739865687E-7,-0.2549866412296482,51.774000000000001]
[null,51.805,2.4777646313606932E-7,-0.27344038200443233,51.805]
[null,51.835999999999999,2.4563726574913097E-7,-0.29071113950601496,51.835999999999999]
[null,51.853999999999999,2.4440020876884128E-7,-0.30021644458521834,51.853999999999999]
[null,51.896999999999998,2.4145991232502051E-7,-0.3214344345260069,51.896999999999998]
[null,51.931000000000004,2.3914981907551675E-7,-0.33679049673943662,51.931000000000004]
[null,51.962000000000003,2.3705489170591787E-7,-0.34975296068744122,51.962000000000003]
[null,51.993000000000002,2.3497076628159475E-7,-0.36176941247497141,51.993000000000002]
[null,51.996000000000002,2.3476965304095043E-7,-0.36288364838016718,51.996000000000002]
[null,52.041000000000004,2.3176506547262221E-7,-0.37860579276472217,52.041000000000004]
[null,52.059000000000005,2.3056963793961771E-7,-0.38439067130044258,52.059000000000005]
[null,52.09,2.2851945291786635E-7,-0.39370898956009498,52.09]
[null,52.119,2.26611480244783E-7,-0.40171578080192344,52.119]
[null,52.167000000000002,2.2347476467000221E-7,-0.41353859880522387,52.167000000000002]
[null,52.169000000000004,2.2334464501796991E-7,-0.41399404309199983,52.169000000000004]
[null,52.2,2.2133386540224009E-7,-0.42068847055557784,52.2]
[null,52.246000000000002,2.1837114576230693E-7,-0.42766397018662033,52.246000000000002]
[null,52.277000000000001,2.1638891424795997E-7,-0.42780775067159532,52.277000000000001]
[null,52.295000000000002,2.1524333879054808E-7,-0.42624788322306562,52.295000000000002]
[null,52.326000000000001,2.1327979170520511E-7,-0.42092253613537506,52.326000000000001]
[null,52.341000000000001,2.1233401349685099E-7,-0.41721371640246807,52.341000000000001]
[null,52.374000000000002,2.1026333861529078E-7,-0.40663655227485768,52.374000000000002]
[null,52.405000000000001,2.0833092809462855E-7,-0.39388798926655616,52.405000000000001]
[null,52.436,2.0641107727984581E-7,-0.37865422937896542,52.436]
[null,52.468000000000004,2.0444272180123596E-7,-0.36055680830964687,52.468000000000004]
[null,52.484000000000002,2.0346372291406983E-7,-0.35067575919009802,52.484000000000002]
[null,52.530999999999999,2.0060824229648638E-7,-0.31875329688708054,52.530999999999999]
[null,52.561999999999998,1.9874173165252557E-7,-0.29557021398919736,52.561999999999998]
[null,52.591000000000001,1.9700802132878448E-7,-0.27253537611976897,52.591000000000001]
[null,52.61,1.9587873039718373E-7,-0.25680427145566409,52.61]
[null,52.640999999999998,1.9404753233941141E-7,-0.23015901217184931,52.640999999999998]
[null,52.658999999999999,1.9299078236542644E-7,-0.21418100871022211,52.658999999999999]
[null,52.69,1.9118220980288148E-7,-0.18588807853138256,52.69]
[null,52.72,1.8944588237989474E-7,-0.15768322385130601,52.72]
[null,52.767000000000003,1.8675358405551012E-7,-0.11214233524941786,52.767000000000003]
[null,52.798000000000002,1.8499678652254131E-7,-8.1373086610160447E-2,52.798000000000002]
[null,52.813000000000002,1.8415221609332372E-7,-6.6315700982224057E-2,52.813000000000002]
[null,52.846000000000004,1.8230686688134462E-7,-3.2873845990074174E-2,52.846000000000004]
[null,52.877000000000002,1.8058947301100026E-7,-1.1489594058425832E-3,52.877000000000002]
[null,52.895000000000003,1.795994985674329E-7,1.7372270177647524E-2,52.895000000000003]
[null,52.94,1.7714806780332049E-7,6.3869461597399813E-2,52.94]
[null,52.956000000000003,1.7628460152567527E-7,8.0433743628851015E-2,52.956000000000003]
[null,52.974000000000004,1.7531835370173526E-7,9.9067918707318486E-2,52.974000000000004]
[null,53.005000000000003,1.7366713979654474E-7,0.1311189519741198,53.005000000000003]
[null,53.035000000000004,1.7208479563199375E-7,0.1620317763521002,53.035000000000004]
[null,53.082000000000001,1.6963691268096631E-7,0.21011862642703266,53.082000000000001]
[null,53.113,1.6804329932770812E-7,0.2415223069650409,53.113]
[null,53.131,1.6712566371177712E-7,0.25961044451411897,53.131]
[null,53.161999999999999,1.6555856230220101E-7,0.29033506630166861,53.161999999999999]
[null,53.192,1.6405806611656526E-7,0.31929384031622826,53.192]
[null,53.21,1.6316537535150666E-7,0.33619085412121158,53.21]
[null,53.241,1.6164133315697826E-7,0.36427225815356878,53.241]
[null,53.288000000000004,1.5936303280911918E-7,0.40392659269145464,53.288000000000004]
[null,53.291000000000004,1.592189325305346E-7,0.40632385264175147,53.291000000000004]
[null,53.32,1.5783417143568068E-7,0.42859240167393697,53.32]
[null,53.367000000000004,1.5562141283953501E-7,0.41671030397392161,53.367000000000004]
[null,53.398000000000003,1.5418320482331327E-7,0.40545420492672313,53.398000000000003]
[null,53.414000000000001,1.5344751509802773E-7,0.39976409035696192,53.414000000000001]
[null,53.445999999999998,1.5198956045559681E-7,0.3886223044945501,53.445999999999998]
[null,53.477000000000004,1.5059420767696285E-7,0.37812491311827423,53.477000000000004]
[null,53.495000000000005,1.4979165292253876E-7,0.37216027155964165,53.495000000000005]
[null,53.541000000000004,1.4776608589072565E-7,0.35734127076650396,53.541000000000004]
[null,53.556000000000004,1.4711342433311458E-7,0.35263772870858057,53.556000000000004]
[null,53.603000000000002,1.4509319753476524E-7,0.33829713232037939,53.603000000000002]
[null,53.634,1.4378108948234769E-7,0.32915911487164501,53.634]
[null,53.64,1.4352898441375578E-7,0.32741918644603379,53.64]
[null,53.682000000000002,1.4178098601408395E-7,0.31549450520540001,53.682000000000002]
[null,53.713000000000001,1.4050937507253947E-7,0.30697242795995505,53.713000000000001]
[null,53.731000000000002,1.3977817912239759E-7,0.30213016436493106,53.731000000000002]
[null,53.762999999999998,1.3849111610113318E-7,0.29370952410451318,53.762999999999998]
[null,53.792000000000002,1.3733875810044427E-7,0.28628121558892722,53.792000000000002]
[null,53.81,1.3663013388644923E-7,0.28176534060498132,53.81]
[null,53.841000000000001,1.3542149343310356E-7,0.2741543491039995,53.841000000000001]
[null,53.89,1.3354092821132868E-7,0.26254117643737057,53.89]
[null,53.917999999999999,1.3248243984926439E-7,0.25612730320319538,53.917999999999999]
[null,53.948999999999998,1.3132394499973388E-7,0.2492088414659801,53.948999999999998]
[null,53.966999999999999,1.306576304311094E-7,0.24527775583523309,53.966999999999999]
[null,53.984999999999999,1.2999592735596366E-7,0.24140868018031747,53.984999999999999]
[null,54.027999999999999,1.2843355639419185E-7,0.23241113393967638,54.027999999999999]
[null,54.045999999999999,1.2778709507221819E-7,0.22874501975335204,54.045999999999999]
[null,54.076999999999998,1.2668398317351726E-7,0.22256620302061736,54.076999999999998]
[null,54.112000000000002,1.2545380243759313E-7,0.21579047901143433,54.112000000000002]
[null,54.125,1.2500091746848324E-7,0.2133266585214138,54.125]
[null,54.155999999999999,1.2392964340943863E-7,0.20756431961396249,54.155999999999999]
[null,54.203000000000003,1.2232821902571217E-7,0.19912337331171548,54.203000000000003]
[null,54.234999999999999,1.2125314731437076E-7,0.16749361253478282,54.234999999999999]
[null,54.250999999999998,1.2072012106102703E-7,0.1456140617437901,54.250999999999998]
[null,54.282000000000004,1.196957679847066E-7,0.10486546111618787,54.282000000000004]
[null,54.313000000000002,1.1868222566172038E-7,6.6212000156280315E-2,54.313000000000002]
[null,54.334000000000003,1.1800162339446751E-7,4.1175328024130028E-2,54.334000000000003]
[null,54.361000000000004,1.1713351627182234E-7,1.0301280827697152E-2,54.361000000000004]
[null,54.392000000000003,1.1614621802085584E-7,-2.3383360485948045E-2,54.392000000000003]
[null,54.439,1.1466792724981051E-7,-7.1021129936726574E-2,54.439]
[null,54.457000000000001,1.1410753234224885E-7,-8.8215725933400158E-2,54.457000000000001]
[null,54.487000000000002,1.1318040294035214E-7,-0.11563526551621216,54.487000000000002]
[null,54.518000000000001,1.1223116620946716E-7,-0.14239945405411383,54.518000000000001]
[null,54.548999999999999,1.1129060993077255E-7,-0.16763337372509401,54.548999999999999]
[null,54.556000000000004,1.110793922858358E-7,-0.17312609995300773,54.556000000000004]
[null,54.597000000000001,1.0985075895794671E-7,-0.20383272552828169,54.597000000000001]
[null,54.628,1.0893112765975044E-7,-0.22544708601642119,54.628]
[null,54.646000000000001,1.0840073616080054E-7,-0.23738966651825538,54.646000000000001]
[null,54.679000000000002,1.0743498612877239E-7,-0.25816785894834304,54.679000000000002]
[null,54.722999999999999,1.0616027445141396E-7,-0.28372108926072853,54.722999999999999]
[null,54.753999999999998,1.0527075376774025E-7,-0.30032095711938267,54.753999999999998]
[null,54.756,1.0521359583050283E-7,-0.30135349462999156,54.756]
[null,54.803000000000004,1.038785954260088E-7,-0.32432704819558927,54.803000000000004]
[null,54.835999999999999,1.0295023817816218E-7,-0.33903373277964838,54.835999999999999]
[null,54.850999999999999,1.0253063904407805E-7,-0.345347588776454,54.850999999999999]
[null,54.881999999999998,1.016680346290974E-7,-0.35768881355819149,54.881999999999998]
[null,54.913000000000004,1.0081147614610098E-7,-0.36911134297492781,54.913000000000004]
[null,54.935000000000002,1.0020715611458453E-7,-0.37668264124300765,54.935000000000002]
[null,54.960999999999999,9.9496678994739907E-8,-0.38507962143727864,54.960999999999999]
[null,54.992000000000004,9.8654732339116535E-8,-0.39434110517425197,54.992000000000004]
[null,55.039000000000001,9.7388603756930203E-8,-0.40690414188294233,55.039000000000001]
[null,55.058,9.6880219250562727E-8,-0.41150103023416412,55.058]
[null,55.087000000000003,9.6108015192053475E-8,-0.418007587553756,55.087000000000003]
[null,55.118000000000002,9.5287452173478671E-8,-0.42428380524904102,55.118000000000002]
[null,55.149000000000001,9.4471849679082787E-8,-0.42785197316035661,55.149000000000001]
[null,55.185000000000002,9.353079847077006E-8,-0.427242586853467,55.185000000000002]
[null,55.197000000000003,9.3218551549742457E-8,-0.42597881074675564,55.197000000000003]
[null,55.244,9.2002336842672561E-8,-0.41633183638654325,55.244]
[null,55.246000000000002,9.1950826419141818E-8,-0.41576421721337958,55.246000000000002]
[null,55.28,9.1077966678926314E-8,-0.40429731492657506,55.28]
[null,55.323,8.9981880709542883E-8,-0.38523155028232664,55.323]
[null,55.353999999999999,8.9197027979860677E-8,-0.36864253598146041,55.353999999999999]
[null,55.384999999999998,8.8416619923974149E-8,-0.3499137685959528,55.384999999999998]
[null,55.407000000000004,8.7865448172505523E-8,-0.33543548984157245,55.407000000000004]
[null,55.433,8.7216920014246413E-8,-0.31716077354683631,55.433]
[null,55.451000000000001,8.6769737124570145E-8,-0.30382420170164864,55.451000000000001]
[null,55.481999999999999,8.600304832878658E-8,-0.27965428610865595,55.481999999999999]
[null,55.53,8.4824512270979813E-8,-0.23957208862546378,55.53]
[null,55.559000000000005,8.411755344356342E-8,-0.21400114741637921,55.559000000000005]
[null,55.561,8.4068932037183186E-8,-0.21220407201803518,55.561]
[null,55.591999999999999,8.3317729486498404E-8,-0.18384525827263143,55.591999999999999]
[null,55.628999999999998,8.2426887698140716E-8,-0.14888885795081058,55.628999999999998]
[null,55.669000000000004,8.1470892493266944E-8,-0.10997504163082462,55.669000000000004]
[null,55.686999999999998,8.1043110165476828E-8,-9.2148558971842168E-2,55.686999999999998]
[null,55.718000000000004,8.0309922123947275E-8,-6.1072152627629321E-2,55.718000000000004]
[null,55.752000000000002,7.9510979128852299E-8,-2.6548458150401182E-2,55.752000000000002]
[null,55.765999999999998,7.9183602253243834E-8,-1.2228179465578574E-2,55.765999999999998]
[null,55.797000000000004,7.8462008661073224E-8,1.964133172131878E-2,55.797000000000004]
[null,55.844000000000001,7.7376858149957872E-8,6.8218644060457162E-2,55.844000000000001]
[null,55.850999999999999,7.7216156619749898E-8,7.5465657062534025E-2,55.850999999999999]
[null,55.905000000000001,7.5984650823972266E-8,0.13132731100670356,55.905000000000001]
[null,55.923000000000002,7.5577399260770561E-8,0.14989074652559545,55.923000000000002]
[null,55.954000000000001,7.4879861269860903E-8,0.18173719284087519,55.954000000000001]
[null,55.974000000000004,7.4432443359848111E-8,0.20217634386611075,55.974000000000004]
[null,56.002000000000002,7.3809541902870868E-8,0.23061657347356984,56.002000000000002]
[null,56.033000000000001,7.3124692447079642E-8,0.26181346627494623,56.033000000000001]
[null,56.051000000000002,7.2729367151143365E-8,0.2797102633852907,56.051000000000002]
[null,56.100999999999999,7.1640357136165678E-8,0.32798230438340065,56.100999999999999]
[null,56.112000000000002,7.1402590272676147E-8,0.33823057243606763,56.112000000000002]
[null,56.158999999999999,7.0394183906453967E-8,0.3800795157704806,56.158999999999999]
[null,56.19,6.9735785609634227E-8,0.40568893169820869,56.19]
[null,56.2,6.9524551597581474E-8,0.41357086682227845,56.2]
[null,56.238,6.872704024375037E-8,0.42744675284006695,56.238]
[null,56.268999999999998,6.8082559941291809E-8,0.4159006428891302,56.268999999999998]
[null,56.286999999999999,6.7710905749494843E-8,0.40934011706082352,56.286999999999999]
[null,56.317999999999998,6.7075262544756542E-8,0.39828310009318735,56.317999999999998]
[null,56.353000000000002,6.636440324364612E-8,0.38615791519481624,56.353000000000002]
[null,56.366,6.6102220220957963E-8,0.38174889868862355,56.366]
[null,56.396999999999998,6.5481100945154191E-8,0.37143717043563851,56.396999999999998]
[null,56.444000000000003,6.455045617817512E-8,0.35633206366132925,56.444000000000003]
[null,56.480000000000004,6.3846704381753661E-8,0.34517897795433317,56.480000000000004]
[null,56.505000000000003,6.3362668939817568E-8,0.33763982670416531,56.505000000000003]
[null,56.523000000000003,6.3016545094086995E-8,0.33231380751753947,56.523000000000003]
[null,56.554000000000002,6.242514416845979E-8,0.32333741049424225,56.554000000000002]
[null,56.575000000000003,6.2027911947384884E-8,0.31739478974196267,56.575000000000003]
[null,56.602000000000004,6.1521223467149444E-8,0.30991448126252064,56.602000000000004]
[null,56.633000000000003,6.0945093190850619E-8,0.30154313055680326,56.633000000000003]
[null,56.68,6.0083106536920616E-8,0.28928038049660365,56.68]
[null,56.701999999999998,5.9684405126492202E-8,0.28371297031653336,56.701999999999998]
[null,56.712000000000003,5.9504176937348607E-8,0.28121787530557474,56.712000000000003]
[null,56.759,5.8665569459617761E-8,0.26978168536165192,56.759]
[null,56.79,5.8120066897225653E-8,0.26249439406457653,56.79]
[null,56.801000000000002,5.7927953996117498E-8,0.25995617501994506,56.801000000000002]
[null,56.838000000000001,5.7287345232165388E-8,0.25159728299454354,56.838000000000001]
[null,56.869,5.6757232078270825E-8,0.24480118529696951,56.869]
[null,56.887,5.6452190838607308E-8,0.24093962719072498,56.887]
[null,56.923999999999999,5.5831501609426848E-8,0.23319221234984561,56.923999999999999]
[null,56.948,5.5433448105206284E-8,0.22830057204215315,56.948]
[null,56.995000000000005,5.4664243639458709E-8,0.2190163517437696,56.995000000000005]
[null,57.026000000000003,5.4164322675458176E-8,0.21310032393098458,57.026000000000003]
[null,57.051000000000002,5.3765423584616057E-8,0.20844593975296538,57.051000000000002]
[null,57.073999999999998,5.3401783398944469E-8,0.20425374300794738,57.073999999999998]
[null,57.105000000000004,5.2916698093687098E-8,0.19873647995941415,57.105000000000004]
[null,57.123000000000005,5.2637666894499169E-8,0.18399885989967574,57.123000000000005]
[null,57.146000000000001,5.228392310242802E-8,0.1521154605235408,57.146000000000001]
[null,57.184000000000005,5.170628257587101E-8,0.10205335006267026,57.184000000000005]
[null,57.201999999999998,5.1435605150085273E-8,7.9444941620396933E-2,57.201999999999998]
[null,57.233000000000004,5.097380516381339E-8,4.2111609091288284E-2,57.233000000000004]
[null,57.273000000000003,5.0386021409852544E-8,-3.1771963457318877E-3,57.273000000000003]
[null,57.31,4.9850309648442892E-8,-4.2311305019840643E-2,57.31]
[null,57.341000000000001,4.9407292567089922E-8,-7.3154057359877525E-2,57.341000000000001]
[null,57.359000000000002,4.9152444796599082E-8,-9.0279458844198468E-2,57.359000000000002]
[null,57.396000000000001,4.8634072732575695E-8,-0.12374254880039,57.396000000000001]
[null,57.407000000000004,4.8481355765898904E-8,-0.13325298461123597,57.407000000000004]
[null,57.438000000000002,4.8054383181006521E-8,-0.15901273237385671,57.438000000000002]
[null,57.469000000000001,4.7632370287625792E-8,-0.18328361950292371,57.469000000000001]
[null,57.495000000000005,4.7282183116698073E-8,-0.20253686783804739,57.495000000000005]
[null,57.517000000000003,4.6988501774432312E-8,-0.21807002667805039,57.517000000000003]
[null,57.548000000000002,4.6578710524020073E-8,-0.23882019677925251,57.548000000000002]
[null,57.594999999999999,4.5966222403902302E-8,-0.26785626884903996,57.594999999999999]
[null,57.618000000000002,4.5670277858990416E-8,-0.28104970859635564,57.618000000000002]
[null,57.643000000000001,4.5351356420253452E-8,-0.29466628415676976,57.643000000000001]
[null,57.673999999999999,4.4959821139493872E-8,-0.31054140262511365,57.673999999999999]
[null,57.704999999999998,4.4572519516429543E-8,-0.32534389053422769,57.704999999999998]
[null,57.745000000000005,4.407889820073202E-8,-0.34293386204282961,57.745000000000005]
[null,57.753,4.3980979613431059E-8,-0.34625527345352802,57.753]
[null,57.800000000000004,4.3411059200484936E-8,-0.36450431650049353,57.800000000000004]
[null,57.831000000000003,4.3040017916849693E-8,-0.37540649308889407,57.831000000000003]
[null,57.84,4.2932994880583164E-8,-0.37840978658805663,57.84]
[null,57.878999999999998,4.247286747565554E-8,-0.39061439881047982,57.878999999999998]
[null,57.910000000000004,4.2111208036280101E-8,-0.3994127881010382,57.910000000000004]
[null,57.941000000000003,4.175304779002742E-8,-0.4074508498846181,57.941000000000003]
[null,57.959000000000003,4.1546664220938612E-8,-0.41178293509452307,57.959000000000003]
[null,57.997,4.1114669143207938E-8,-0.42015450382424963,57.997]
[null,58.006999999999998,4.1001807118794253E-8,-0.4221887399370185,58.006999999999998]
[null,58.038000000000004,4.0654044050451865E-8,-0.42705614669599762,58.038000000000004]
[null,58.069000000000003,4.0309415505999924E-8,-0.42811229974965392,58.069000000000003]
[null,58.096000000000004,4.0011742408890827E-8,-0.42607915277929037,58.096000000000004]
[null,58.146000000000001,3.9466414381364445E-8,-0.41570691791605896,58.146000000000001]
[null,58.177,3.913203936670856E-8,-0.4053674252940726,58.177]
[null,58.195,3.8939167710562439E-8,-0.39811282172242801,58.195]
[null,58.219000000000001,3.8683418590763907E-8,-0.38710747900179687,58.219000000000001]
[null,58.243000000000002,3.8429269584236425E-8,-0.37467535672770191,58.243000000000002]
[null,58.274000000000001,3.8103282729538834E-8,-0.35666843205597842,58.274000000000001]
[null,58.305,3.7779836719979698E-8,-0.33665477263600363,58.305]
[null,58.346000000000004,3.7355827324676849E-8,-0.30743253340409993,58.346000000000004]
[null,58.353000000000002,3.7283848261342178E-8,-0.3021573893476569,58.353000000000002]
[null,58.4,3.6803684058672737E-8,-0.26481210218011747,58.4]
[null,58.431000000000004,3.648985547315825E-8,-0.23853223306728893,58.431000000000004]
[null,58.441000000000003,3.638908415478509E-8,-0.22980686818356402,58.441000000000003]
[null,58.478999999999999,3.6008256831983332E-8,-0.19566518979656974,58.478999999999999]
[null,58.51,3.5699961008217596E-8,-0.16678826287689072,58.51]
[null,58.541000000000004,3.5393754047388648E-8,-0.13713167254033146,58.541000000000004]
[null,58.567999999999998,3.5128712490978264E-8,-0.11076222533382063,58.567999999999998]
[null,58.588999999999999,3.4923619751311974E-8,-8.9957040351135845E-2,58.588999999999999]
[null,58.636000000000003,3.4467866230451782E-8,-4.2640089507094137E-2,58.636000000000003]
[null,58.637999999999998,3.4448572692330481E-8,-4.0607467327598859E-2,58.637999999999998]
[null,58.691000000000003,3.3940137887655819E-8,1.3665885969143757E-2,58.691000000000003]
[null,58.715000000000003,3.3711698133563617E-8,3.8428297920404891E-2,58.715000000000003]
[null,58.746000000000002,3.3418266331269875E-8,7.0497462959691948E-2,58.746000000000002]
[null,58.764000000000003,3.324872909545723E-8,8.9133617233434131E-2,58.764000000000003]
[null,58.79,3.3004893388623169E-8,0.11603682113962335,58.79]
[null,58.825000000000003,3.2678647027967189E-8,0.15215786294362199,58.825000000000003]
[null,58.843000000000004,3.2511739303346665E-8,0.17066442395254486,58.843000000000004]
[null,58.874000000000002,3.2225667017694859E-8,0.20238175170398048,58.874000000000002]
[null,58.913000000000004,3.1868249315489261E-8,0.24192942372183626,58.913000000000004]
[null,58.951000000000001,3.1522620256262124E-8,0.27990948507757385,58.951000000000001]
[null,58.981999999999999,3.1242579239844359E-8,0.31013102570210338,58.981999999999999]
[null,59,3.108075510502295E-8,0.32723265654590217,59]
[null,59.012,3.0973199968351017E-8,0.33841708377209495,59.012]
[null,59.061,3.0536661311565683E-8,0.38195452676366859,59.061]
[null,59.079000000000001,3.0377372219232701E-8,0.39696551447528311,59.079000000000001]
[null,59.11,3.0104399285912908E-8,0.42141071536031061,59.11]
[null,59.134999999999998,2.9885501950759064E-8,0.42850487870103054,59.134999999999998]
[null,59.158000000000001,2.9685116487328245E-8,0.41988692835935526,59.158000000000001]
[null,59.189,2.9416531957711378E-8,0.4085450229416947,59.189]
[null,59.236000000000004,2.9012639439322807E-8,0.39193086398067978,59.236000000000004]
[null,59.262,2.8790933400378582E-8,0.38303209712494296,59.262]
[null,59.297000000000004,2.8494439425173768E-8,0.37137120817795044,59.297000000000004]
[null,59.314999999999998,2.8342837777271812E-8,0.36551310133248871,59.314999999999998]
[null,59.346000000000004,2.8083158480976533E-8,0.35563993133306299,59.346000000000004]
[null,59.361000000000004,2.7958155842527921E-8,0.35095878333436165,59.361000000000004]
[null,59.393999999999998,2.7684634871030789E-8,0.34087600524433392,59.393999999999998]
[null,59.425000000000004,2.7429581887089549E-8,0.33166832777331212,59.425000000000004]
[null,59.442999999999998,2.7282324303358474E-8,0.32643650457709744,59.442999999999998]
[null,59.474000000000004,2.7030186292367753E-8,0.31761886413696389,59.474000000000004]
[null,59.501000000000005,2.6812100404477457E-8,0.31013327470883856,59.501000000000005]
[null,59.502000000000002,2.6804047223959182E-8,0.30985944460894521,59.502000000000002]
[null,59.503,2.6796002018832088E-8,0.30958585628550644,59.503]
[null,59.503999999999998,2.6787955226433013E-8,0.3093125095250473,59.503999999999998]
[null,59.505000000000003,2.6779906885793237E-8,0.30903940411428149,59.505000000000003]
[null,59.506,2.6771866650648901E-8,0.30876653984011077,59.506]
[null,59.506999999999998,2.6763824802211733E-8,0.30849391648962532,59.506999999999998]
[null,59.508000000000003,2.6755790942176172E-8,0.30822153385010315,59.508000000000003]
[null,59.509,2.6747755572931187E-8,0.30794939170901009,59.509]
[null,59.51,2.6739718642435073E-8,0.30767748985399973,59.51]
[null,59.511000000000003,2.6731689713350992E-8,0.30740582807291295,59.511000000000003]
[null,59.512,2.6723659249036635E-8,0.30713440615377818,59.512]
[null,59.512999999999998,2.6715627353575411E-8,0.30686322388481097,59.512999999999998]
[null,59.514000000000003,2.670760335544281E-8,0.30659228105441372,59.514000000000003]
[null,59.515000000000001,2.6699577926163343E-8,0.30632157745117577,59.515000000000001]
[null,59.515999999999998,2.669156052431676E-8,0.3060511128638731,59.515999999999998]
[null,59.517000000000003,2.6683532011566313E-8,0.30578088708146817,59.517000000000003]
[null,59.518000000000001,2.6675521140953617E-8,0.30551089989310987,59.518000000000001]
[null,59.518999999999998,2.6667499224489188E-8,0.30524115108813304,59.518999999999998]
[null,59.52,2.6659485296426366E-8,0.30497164045605879,59.52]
[null,59.521000000000001,2.6651469937216676E-8,0.30470236778659399,59.521000000000001]
[null,59.521999999999998,2.6643462618450298E-8,0.30443333286963098,59.521999999999998]
[null,59.523000000000003,2.6635453803484921E-8,0.30416453549524791,59.523000000000003]
[null,59.524000000000001,2.6627453002942003E-8,0.30389597545370806,59.524000000000001]
[null,59.524999999999999,2.6619441182568204E-8,0.30362765253546004,59.524999999999999]
[null,59.526000000000003,2.6611437506721125E-8,0.30335956653113744,59.526000000000003]
[null,59.527000000000001,2.6603441754223522E-8,0.30309171723155864,59.527000000000001]
[null,59.527999999999999,2.6595444648641609E-8,0.30282410442772689,59.527999999999999]
[null,59.529000000000003,2.658744603385027E-8,0.30255672791082966,59.529000000000003]
[null,59.53,2.6579455498533522E-8,0.30228958747223916,59.53]
[null,59.530999999999999,2.6571463506049053E-8,0.30202268290351153,59.530999999999999]
[null,59.532000000000004,2.6563470030376013E-8,0.30175601399638707,59.532000000000004]
[null,59.533000000000001,2.6555475162587383E-8,0.30148958054278996,59.533000000000001]
[null,59.533999999999999,2.6547488296210786E-8,0.30122338233482809,59.533999999999999]
[null,59.535000000000004,2.6539509587371335E-8,0.30095741916479285,59.535000000000004]
[null,59.536000000000001,2.6531529421364164E-8,0.30069169082515912,59.536000000000001]
[null,59.536999999999999,2.6523547772168421E-8,0.30042619710858498,59.536999999999999]
[null,59.538000000000004,2.6515564730857089E-8,0.30016093780791159,59.538000000000004]
[null,59.539000000000001,2.6507589769020345E-8,0.29989591271616284,59.539000000000001]
[null,59.54,2.6499613363026309E-8,0.2996311216265457,59.54]
[null,59.541000000000004,2.6491645049517287E-8,0.29936656433244957,59.541000000000004]
[null,59.542000000000002,2.6483665859292072E-8,0.29910224062744606,59.542000000000002]
[null,59.542999999999999,2.6475704259162902E-8,0.29883815030528943,59.542999999999999]
[null,59.544000000000004,2.6467731730275834E-8,0.29857429315991579,59.544000000000004]
[null,59.545000000000002,2.6459767293873782E-8,0.29831066898544339,59.545000000000002]
[null,59.545999999999999,2.6451811041029727E-8,0.29804727757617183,59.545999999999999]
[null,59.547000000000004,2.6443843742333939E-8,0.29778411872658295,59.547000000000004]
[null,59.548000000000002,2.6435884679237853E-8,0.29752119223133949,59.548000000000002]
[null,59.548999999999999,2.6427933708626783E-8,0.29725849788528591,59.548999999999999]
[null,59.550000000000004,2.6419971835278666E-8,0.29699603548344755,59.550000000000004]
[null,59.551000000000002,2.6412018041405139E-8,0.29673380482103073,59.551000000000002]
[null,59.552,2.6404072366037479E-8,0.29647180569342291,59.552]
[null,59.553000000000004,2.6396125415648064E-8,0.29621003789619177,59.553000000000004]
[null,59.554000000000002,2.6388177021101356E-8,0.29594850122508581,59.554000000000002]
[null,59.555,2.6380227195407779E-8,0.29568719547603384,59.555]
[null,59.556000000000004,2.6372285605313905E-8,0.29542612044514455,59.556000000000004]
[null,59.557000000000002,2.6364342610094016E-8,0.295165275928707,59.557000000000002]
[null,59.558,2.6356407837463403E-8,0.29490466172319013,59.558]
[null,59.559000000000005,2.6348471594654643E-8,0.2946442776252422,59.559000000000005]
[null,59.56,2.6340534102844981E-8,0.29438412343169146,59.56]
[null,59.561,2.6332604664489057E-8,0.29412419893954533,59.561]
[null,59.562000000000005,2.6324673925090525E-8,0.2938645039459904,59.562000000000005]
[null,59.563000000000002,2.6316741845618108E-8,0.29360503824839251,59.563000000000002]
[null,59.564,2.6308817936693263E-8,0.2933458016442963,59.564]
[null,59.564999999999998,2.6300892648663254E-8,0.29308679393142517,59.564999999999998]
[null,59.566000000000003,2.6292966046580213E-8,0.29282801490768129,59.566000000000003]
[null,59.567,2.6285047641065595E-8,0.29256946437114495,59.567]
[null,59.567999999999998,2.6277127895477093E-8,0.29231114212007492,59.567999999999998]
[null,59.569000000000003,2.6269206809814705E-8,0.2920530479529081,59.569000000000003]
[null,59.57,2.6261293881689463E-8,0.29179518166825935,59.57]
[null,59.570999999999998,2.6253379756605022E-8,0.2915375430649213,59.570999999999998]
[null,59.572000000000003,2.6245473671963893E-8,0.29128013194186442,59.572000000000003]
[null,59.573,2.6237566364342713E-8,0.29102294809823626,59.573]
[null,59.573999999999998,2.6229657690626795E-8,0.29076599133336212,59.573999999999998]
[null,59.575000000000003,2.6221747793930827E-8,0.29050926144674427,59.575000000000003]
[null,59.576000000000001,2.6213846041761579E-8,0.29025275823806218,59.576000000000001]
[null,59.576999999999998,2.6205942975539298E-8,0.289996481507172,59.576999999999998]
[null,59.578000000000003,2.6198048144916719E-8,0.28974043105410657,59.578000000000003]
[null,59.579000000000001,2.6190152039272385E-8,0.28948460667907561,59.579000000000001]
[null,59.58,2.6182254567533314E-8,0.28922900818246494,59.58]
[null,59.581000000000003,2.6174365422466928E-8,0.28897363536483672,59.581000000000003]
[null,59.582000000000001,2.616647492431623E-8,0.28871848802692918,59.582000000000001]
[null,59.582999999999998,2.6158583112112499E-8,0.28846356596965655,59.582999999999998]
[null,59.584000000000003,2.6150699626581453E-8,0.28820886899410875,59.584000000000003]
[null,59.585000000000001,2.6142814813986948E-8,0.28795439690155139,59.585000000000001]
[null,59.585999999999999,2.6134928713360261E-8,0.28770014949342565,59.585999999999999]
[null,59.587000000000003,2.6127050887364556E-8,0.28744612657134777,59.587000000000003]
[null,59.588000000000001,2.6119171799357521E-8,0.28719232793710925,59.588000000000001]
[null,59.588999999999999,2.6111291384287028E-8,0.28693875339267688,59.588999999999999]
[null,59.59,2.6103419230837088E-8,0.28668540274019189,59.59]
[null,59.591000000000001,2.6095545893438377E-8,0.28643227578197039,59.591000000000001]
[null,59.591999999999999,2.608767128101791E-8,0.28617937232050311,59.591999999999999]
[null,59.593000000000004,2.607980495623885E-8,0.28592669215845495,59.593000000000004]
[null,59.594000000000001,2.6071937317406757E-8,0.2856742350986653,59.594000000000001]
[null,59.594999999999999,2.6064068468605039E-8,0.28542200094414744,59.594999999999999]
[null,59.596000000000004,2.6056207894434302E-8,0.28516998949808869,59.596000000000004]
[null,59.597000000000001,2.6048346058252236E-8,0.28491820056385014,59.597000000000001]
[null,59.597999999999999,2.6040492548742855E-8,0.28466663394496644,59.597999999999999]
[null,59.599000000000004,2.6032637751201293E-8,0.28441528944514571,59.599000000000004]
[null,59.6,2.6024781782721385E-8,0.2841641668682694,59.6]
[null,59.600999999999999,2.6016924565240573E-8,0.28391326601839217,59.600999999999999]
[null,59.602000000000004,2.6009075570349038E-8,0.28366258669974165,59.602000000000004]
[null,59.603000000000002,2.6001225443550435E-8,0.28341212871671823,59.603000000000002]
[null,59.603999999999999,2.599338356536196E-8,0.28316189187389523,59.603999999999999]
[null,59.605000000000004,2.5985540503224713E-8,0.28291187597601841,59.605000000000004]
[null,59.606000000000002,2.5977696296169972E-8,0.28266208082800576,59.606000000000002]
[null,59.606999999999999,2.5969850788072624E-8,0.28241250623494779,59.606999999999999]
[null,59.608000000000004,2.596201360664796E-8,0.28216315200210684,59.608000000000004]
[null,59.609000000000002,2.5954175241274524E-8,0.28191401793491755,59.609000000000002]
[null,59.61,2.5946345176552921E-8,0.28166510383898591,59.61]
[null,59.611000000000004,2.5938513914872119E-8,0.28141640952008989,59.611000000000004]
[null,59.612000000000002,2.5930681599346805E-8,0.28116793478417884,59.612000000000002]
[null,59.613,2.5922857415337786E-8,0.28091967943737328,59.613]
[null,59.614000000000004,2.591503212544255E-8,0.28067164328596528,59.614000000000004]
[null,59.615000000000002,2.5907205729661098E-8,0.28042382613641759,59.615000000000002]
[null,59.616,2.5899378006816187E-8,0.280176227795364,59.616]
[null,59.617000000000004,2.5891558727737796E-8,0.2799288480696091,59.617000000000004]
[null,59.618000000000002,2.5883747788342515E-8,0.27968168676612781,59.618000000000002]
[null,59.619,2.5875926154377005E-8,0.27943474369206583,59.619]
[null,59.620000000000005,2.5868112860094605E-8,0.27918801865473886,59.620000000000005]
[null,59.621000000000002,2.586029839487386E-8,0.27894151146163282,59.621000000000002]
[null,59.622,2.5852492282346651E-8,0.27869522192040364,59.622]
[null,59.623000000000005,2.5844685037912374E-8,0.27844914983887703,59.623000000000005]
[null,59.624000000000002,2.5836876609529325E-8,0.27820329502504837,59.624000000000002]
[null,59.625,2.582907657287109E-8,0.27795765728708266,59.625]
[null,59.626000000000005,2.5821275417316214E-8,0.27771223643331422,59.626000000000005]
[null,59.627000000000002,2.5813473103833418E-8,0.27746703227224651,59.627000000000002]
[null,59.628,2.5805669606401849E-8,0.27722204461255234,59.628]
[null,59.628999999999998,2.5797874604778503E-8,0.27697727326307303,59.628999999999998]
[null,59.63,2.5790087851765287E-8,0.27673271803281912,59.63]
[null,59.631,2.5782290482244397E-8,0.27648837873096954,59.631]
[null,59.631999999999998,2.5774501530469174E-8,0.27624425516687162,59.631999999999998]
[null,59.633000000000003,2.5766711420766031E-8,0.27600034715004135,59.633000000000003]
[null,59.634,2.5758929741818981E-8,0.27575665449016262,59.634]
[null,59.634999999999998,2.5751146983006568E-8,0.27551317699708744,59.634999999999998]
[null,59.636000000000003,2.5743363040245382E-8,0.27526991448083571,59.636000000000003]
[null,59.637,2.5735587502219437E-8,0.27502686675159516,59.637]
[null,59.637999999999998,2.5727810884328128E-8,0.27478403361972092,59.637999999999998]
[null,59.639000000000003,2.5720033121519326E-8,0.27454141489573569,59.639000000000003]
[null,59.64,2.571226384150832E-8,0.27429901039032967,59.64]
[null,59.640999999999998,2.5704493416579821E-8,0.27405681991435971,59.640999999999998]
[null,59.642000000000003,2.5696721924796384E-8,0.27381484327885014,59.642000000000003]
[null,59.643000000000001,2.5688949301105879E-8,0.27357308029499183,59.643000000000001]
[null,59.643999999999998,2.5681185134192319E-8,0.27333153077414268,59.643999999999998]
[null,59.645000000000003,2.5673429398034853E-8,0.27309019452782679,59.645000000000003]
[null,59.646000000000001,2.5665663084400991E-8,0.27284907136773479,59.646000000000001]
[null,59.646999999999998,2.5657905123460667E-8,0.27260816110572378,59.646999999999998]
[null,59.648000000000003,2.5650146108675831E-8,0.27236746355381669,59.648000000000003]
[null,59.649000000000001,2.5642395628730497E-8,0.27212697852420265,59.649000000000001]
[null,59.65,2.5634644016878094E-8,0.27188670582923652,59.65]
[null,59.651000000000003,2.5626891325160328E-8,0.27164664528143878,59.651000000000003]
[null,59.652000000000001,2.5619137566587624E-8,0.27140679669349554,59.652000000000001]
[null,59.652999999999999,2.5611392290812718E-8,0.27116715987825829,59.652999999999999]
[null,59.654000000000003,2.5603645922162022E-8,0.27092773464874376,59.654000000000003]
[null,59.655000000000001,2.5595908062329975E-8,0.27068852081813366,59.655000000000001]
[null,59.655999999999999,2.5588169109622139E-8,0.27044951819977475,59.655999999999999]
[null,59.657000000000004,2.5580429142101069E-8,0.27021072660717871,59.657000000000004]
[null,59.658000000000001,2.5572697631356944E-8,0.26997214585402163,59.658000000000001]
[null,59.658999999999999,2.5564955556146851E-8,0.26973377575414426,59.658999999999999]
[null,59.660000000000004,2.5557221950724129E-8,0.26949561612155171,59.660000000000004]
[null,59.661000000000001,2.5549496841109631E-8,0.26925766677041335,59.661000000000001]
[null,59.661999999999999,2.5541770651629769E-8,0.26901992751506243,59.661999999999999]
[null,59.663000000000004,2.5534043486367952E-8,0.26878239816999644,59.663000000000004]
[null,59.664000000000001,2.5526315293282476E-8,0.26854507854987641,59.664000000000001]
[null,59.664999999999999,2.5518595582994796E-8,0.26830796846952715,59.664999999999999]
[null,59.666000000000004,2.5510874857893884E-8,0.26807106774393696,59.666000000000004]
[null,59.667000000000002,2.5503162641611621E-8,0.26783437618825728,59.667000000000002]
[null,59.667999999999999,2.5495439834842537E-8,0.26759789361780317,59.667999999999999]
[null,59.669000000000004,2.5487725562912955E-8,0.26736161984805235,59.669000000000004]
[null,59.67,2.5480019812812449E-8,0.26712555469464566,59.67]
[null,59.670999999999999,2.5472313099940413E-8,0.2668896979733868,59.670999999999999]
[null,59.672000000000004,2.5464605333223866E-8,0.26665404950024191,59.672000000000004]
[null,59.673000000000002,2.5456896564704512E-8,0.26641860909133969,59.673000000000002]
[null,59.673999999999999,2.5449196318014233E-8,0.26618337656297131,59.673999999999999]
[null,59.675000000000004,2.5441495069521147E-8,0.26594835173158987,59.675000000000004]
[null,59.676000000000002,2.5433792845246106E-8,0.2657135344138109,59.676000000000002]
[null,59.677,2.5426099155810566E-8,0.26547892442641152,59.677]
[null,59.678000000000004,2.5418404542634776E-8,0.26524452158633088,59.678000000000004]
[null,59.679000000000002,2.54107088886249E-8,0.26501032571066946,59.679000000000002]
[null,59.68,2.5403012206791364E-8,0.26477633661668964,59.68]
[null,59.681000000000004,2.5395324137859887E-8,0.26454255412181477,59.681000000000004]
[null,59.682000000000002,2.5387644564736633E-8,0.26430897804362952,59.682000000000002]
[null,59.683,2.5379954544241246E-8,0.26407560819987974,59.683]
[null,59.684000000000005,2.5372273084606212E-8,0.26384244440847204,59.684000000000005]
[null,59.685000000000002,2.5364590610157944E-8,0.26360948648747407,59.685000000000002]
[null,59.686,2.5356916787643013E-8,0.26337673425511371,59.686]
[null,59.687000000000005,2.5349241898273145E-8,0.26314418752977964,59.687000000000005]
[null,59.688000000000002,2.534156620225686E-8,0.26291184613002078,59.688000000000002]
[null,59.689,2.5333889413364785E-8,0.26267970987454636,59.689]
[null,59.69,2.5326221263395621E-8,0.26244777858222551,59.69]
[null,59.691000000000003,2.5318552111623649E-8,0.26221605207208742,59.691000000000003]
[null,59.692,2.5310891611785014E-8,0.26198453016332107,59.692]
[null,59.692999999999998,2.5303220599522114E-8,0.26175321267527496,59.692999999999998]
[null,59.694000000000003,2.5295558187150846E-8,0.26152209942745736,59.694000000000003]
[null,59.695,2.5287904348650359E-8,0.26129119023953556,59.695]
[null,59.695999999999998,2.5280240101809015E-8,0.26106048493133627,59.695999999999998]
[null,59.697000000000003,2.5272584350775895E-8,0.26082998332284529,59.697000000000003]
[null,59.698,2.5264937342749094E-8,0.26059968523420729,59.698]
[null,59.698999999999998,2.5257279835308455E-8,0.26036959048572583,59.698999999999998]
[null,59.7,2.5249630966790726E-8,0.26013969889786304,59.7]
[null,59.701000000000001,2.5241990646122925E-8,0.25991001029123956,59.701000000000001]
[null,59.701999999999998,2.5234339865072564E-8,0.25968052448663453,59.701999999999998]
[null,59.703000000000003,2.5226697761976391E-8,0.25945124130498531,59.703000000000003]
[null,59.704000000000001,2.5219054722129541E-8,0.25922216056738723,59.704000000000001]
[null,59.704999999999998,2.5211420347226454E-8,0.2589932820950937,59.704999999999998]
[null,59.706000000000003,2.5203784983530986E-8,0.25876460570951593,59.706000000000003]
[null,59.707000000000001,2.5196148839209953E-8,0.25853613123222285,59.707000000000001]
[null,59.707999999999998,2.5188511706096539E-8,0.25830785848494076,59.707999999999998]
[null,59.709000000000003,2.5180883237926888E-8,0.25807978728955361,59.709000000000003]
[null,59.71,2.5173253950100394E-8,0.25785191746810243,59.71]
[null,59.710999999999999,2.5165633210123828E-8,0.25762424884278556,59.710999999999999]
[null,59.712000000000003,2.5158002100837684E-8,0.25739678123595805,59.712000000000003]
[null,59.713000000000001,2.5150379604453599E-8,0.25716951447013214,59.713000000000001]
[null,59.713999999999999,2.5142765733981998E-8,0.25694244836797653,59.713999999999999]
[null,59.715000000000003,2.5135141533232097E-8,0.2567155827523166,59.715000000000003]
[null,59.716000000000001,2.5127526023446811E-8,0.25648891744613411,59.716000000000001]
[null,59.716999999999999,2.5119919113553157E-8,0.25626245227256716,59.716999999999999]
[null,59.718000000000004,2.5112301808329074E-8,0.25603618705490999,59.718000000000004]
[null,59.719000000000001,2.5104693207080031E-8,0.25581012161661293,59.719000000000001]
[null,59.72,2.5097083747142868E-8,0.25558425578128197,59.72]
[null,59.721000000000004,2.5089482887097336E-8,0.25535858937267925,59.721000000000004]
[null,59.722000000000001,2.5081881220405389E-8,0.25513312221472206,59.722000000000001]
[null,59.722999999999999,2.5074278708035747E-8,0.25490785413148348,59.722999999999999]
[null,59.724000000000004,2.5066675376009262E-8,0.25468278494719176,59.724000000000004]
[null,59.725000000000001,2.5059080656884836E-8,0.2544579144862304,59.725000000000001]
[null,59.725999999999999,2.5051485105093141E-8,0.25423324257313806,59.725999999999999]
[null,59.727000000000004,2.5043888798696734E-8,0.25400876903260822,59.727000000000004]
[null,59.728000000000002,2.5036301118212811E-8,0.25378449368948902,59.728000000000002]
[null,59.728999999999999,2.5028712670113751E-8,0.25356041636878351,59.728999999999999]
[null,59.730000000000004,2.5021123337305717E-8,0.25333653689564911,59.730000000000004]
[null,59.731000000000002,2.5013542695462299E-8,0.25311285509539749,59.731000000000002]
[null,59.731999999999999,2.5005961312024594E-8,0.25288937079349494,59.731999999999999]
[null,59.733000000000004,2.4998379004846638E-8,0.25266608381556138,59.733000000000004]
[null,59.734000000000002,2.4990795956074396E-8,0.25244299398737113,59.734000000000002]
[null,59.734999999999999,2.4983221585256343E-8,0.25222010113485205,59.734999999999999]
[null,59.736000000000004,2.4975646459833578E-8,0.25199740508408569,59.736000000000004]
[null,59.737000000000002,2.4968080012365002E-8,0.25177490566130745,59.737000000000002]
[null,59.738,2.4960512745239583E-8,0.25155260269290591,59.738]
[null,59.739000000000004,2.4952944710499025E-8,0.25133049600542284,59.739000000000004]
[null,59.74,2.4945375869112052E-8,0.25110858542555348,59.74]
[null,59.741,2.4937815757720971E-8,0.25088687078014588,59.741]
[null,59.742000000000004,2.4930254813662622E-8,0.25066535189620098,59.742000000000004]
[null,59.743000000000002,2.4922693154030839E-8,0.25044402860087261,59.743000000000002]
[null,59.744,2.4915130609690084E-8,0.25022290072146702,59.744]
[null,59.745000000000005,2.4907576925449482E-8,0.250001968085443,59.745000000000005]
[null,59.746000000000002,2.4900022408541611E-8,0.24978123052041182,59.746000000000002]
[null,59.747,2.4892476686681764E-8,0.24956068785413679,59.747]
[null,59.748000000000005,2.4884930106133796E-8,0.24934033991453336,59.748000000000005]
[null,59.749000000000002,2.4877382836033246E-8,0.24912018652966886,59.749000000000002]
[null,59.75,2.4869834720255002E-8,0.24890022752776259,59.75]
[null,59.751000000000005,2.4862295386514355E-8,0.24868046273718541,59.751000000000005]
[null,59.752000000000002,2.4854755363221126E-8,0.24846089198645963,59.752000000000002]
[null,59.753,2.4847214481239777E-8,0.24824151510425913,59.753]
[null,59.753999999999998,2.4839682485379433E-8,0.24802233191940903,59.753999999999998]
[null,59.755000000000003,2.4832140120209512E-8,0.24780334226088546,59.755000000000003]
[null,59.756,2.4824616099740349E-8,0.24758454595781565,59.756]
[null,59.756999999999998,2.4817081775013738E-8,0.24736594283947783,59.756999999999998]
[null,59.758000000000003,2.4809556245335151E-8,0.24714753273530063,59.758000000000003]
[null,59.759,2.4802029987072705E-8,0.24692931547486369,59.759]
[null,59.76,2.479450302624725E-8,0.24671129088789676,59.76]
[null,59.761000000000003,2.4786984782407262E-8,0.2464934588042802,59.761000000000003]
[null,59.762,2.4779465875035545E-8,0.24627581905404439,59.762]
[null,59.762999999999998,2.4771946226069541E-8,0.24605837146736992,59.762999999999998]
[null,59.764000000000003,2.4764435385161987E-8,0.24584111587458718,59.764000000000003]
[null,59.765000000000001,2.4756923789649721E-8,0.24562405210617652,59.765000000000001]
[null,59.765999999999998,2.4749411478564021E-8,0.24540717999276784,59.765999999999998]
[null,59.767000000000003,2.4741898425884035E-8,0.2451904993651407,59.767000000000003]
[null,59.768000000000001,2.4734394220293776E-8,0.24497401005422392,59.768000000000001]
[null,59.768999999999998,2.4726889338161362E-8,0.24475771189109582,59.768999999999998]
[null,59.77,2.4719393238066545E-8,0.24454160470698366,59.77]
[null,59.771000000000001,2.4711886872745559E-8,0.24432568833326379,59.771000000000001]
[null,59.771999999999998,2.47043893545143E-8,0.24410996260146148,59.771999999999998]
[null,59.773000000000003,2.4696891172751312E-8,0.24389442734325067,59.773000000000003]
[null,59.774000000000001,2.4689401773025921E-8,0.24367908239045399,59.774000000000001]
[null,59.774999999999999,2.4681911748800078E-8,0.24346392757504265,59.774999999999999]
[null,59.776000000000003,2.4674420956959098E-8,0.24324896272913596,59.776000000000003]
[null,59.777000000000001,2.4666929514596814E-8,0.24303418768500176,59.777000000000001]
[null,59.777999999999999,2.4659446971365961E-8,0.24281960227505572,59.777999999999999]
[null,59.779000000000003,2.4651963699551249E-8,0.24260520633186175,59.779000000000003]
[null,59.78,2.4644489274826265E-8,0.2423909996881313,59.78]
[null,59.780999999999999,2.4637004597885537E-8,0.24217698217672373,59.780999999999999]
[null,59.782000000000004,2.4629528820076241E-8,0.24196315363064597,59.782000000000004]
[null,59.783000000000001,2.4622052365724789E-8,0.24174951388305227,59.783000000000001]
[null,59.783999999999999,2.4614584745452639E-8,0.24153606276724437,59.783999999999999]
[null,59.785000000000004,2.460711659175302E-8,0.24132280011667095,59.785000000000004]
[null,59.786000000000001,2.4599647618396558E-8,0.24110972576492803,59.786000000000001]
[null,59.786999999999999,2.4592178033550072E-8,0.24089683954575833,59.786999999999999]
[null,59.788000000000004,2.4584717347835017E-8,0.24068414129305155,59.788000000000004]
[null,59.789000000000001,2.4577256050629936E-8,0.2404716308408438,59.789000000000001]
[null,59.79,2.4569794037851422E-8,0.24025930802331802,59.79]
[null,59.791000000000004,2.4562331374551605E-8,0.24004717267480341,59.791000000000004]
[null,59.792000000000002,2.4554877636404071E-8,0.23983522462977541,59.792000000000002]
[null,59.792999999999999,2.4547423221714382E-8,0.2396234637228557,59.792999999999999]
[null,59.794000000000004,2.453997771916655E-8,0.23941188978881192,59.794000000000004]
[null,59.795000000000002,2.4532522120528089E-8,0.2392005026625576,59.795000000000002]
[null,59.795999999999999,2.4525075290916798E-8,0.2389893021791521,59.795999999999999]
[null,59.797000000000004,2.4517637425489069E-8,0.23877828817380037,59.797000000000004]
[null,59.798000000000002,2.4510189450960285E-8,0.23856746048185279,59.798000000000002]
[null,59.798999999999999,2.4502750284489949E-8,0.23835681893880528,59.798999999999999]
[null,59.800000000000004,2.4495310558571293E-8,0.23814636338029879,59.800000000000004]
[null,59.801000000000002,2.4487879731784068E-8,0.23793609364211965,59.801000000000002]
[null,59.802,2.4480448280496392E-8,0.23772600956019896,59.802]
[null,59.803000000000004,2.4473016256749969E-8,0.23751611097061279,59.803000000000004]
[null,59.804000000000002,2.4465583608503094E-8,0.2373063977095819,59.804000000000002]
[null,59.805,2.4458150374787047E-8,0.23709686961347173,59.805]
[null,59.806000000000004,2.4450726053212857E-8,0.23688752651879219,59.806000000000004]
[null,59.807000000000002,2.4443301081117363E-8,0.23667836826219735,59.807000000000002]
[null,59.808,2.4435885086215858E-8,0.23646939468048575,59.808]
[null,59.809000000000005,2.4428468479824328E-8,0.2362606056106,59.809000000000005]
[null,59.81,2.4421051340005329E-8,0.23605200088962652,59.81]
[null,59.811,2.4413633523644174E-8,0.23584358035479575,59.811]
[null,59.812000000000005,2.4406224710497859E-8,0.23563534384348173,59.812000000000005]
[null,59.813000000000002,2.4398815337903224E-8,0.23542729119320205,59.813000000000002]
[null,59.814,2.4391405353818563E-8,0.23521942224161801,59.814]
[null,59.814999999999998,2.4383994836306433E-8,0.23501173682653392,59.814999999999998]
[null,59.816000000000003,2.4376593152873605E-8,0.23480423478589754,59.816000000000003]
[null,59.817,2.4369190988055012E-8,0.23459691595779961,59.817]
[null,59.817999999999998,2.436178822475682E-8,0.23438978018047379,59.817999999999998]
[null,59.819000000000003,2.4354394529725598E-8,0.23418282729229672,59.819000000000003]
[null,59.82,2.4347000158152221E-8,0.2339760571317876,59.82]
[null,59.820999999999998,2.4339605279172227E-8,0.23376946953760827,59.820999999999998]
[null,59.822000000000003,2.433220981472306E-8,0.233563064348563,59.822000000000003]
[null,59.823,2.4324823314457455E-8,0.23335684140359839,59.823]
[null,59.823999999999998,2.4317436332806086E-8,0.23315080054180329,59.823999999999998]
[null,59.825000000000003,2.4310048726654265E-8,0.2329449416024085,59.825000000000003]
[null,59.826000000000001,2.4302670227800693E-8,0.23273926442478696,59.826000000000001]
[null,59.826999999999998,2.4295291091436244E-8,0.23253376884845323,59.826999999999998]
[null,59.828000000000003,2.4287911395623474E-8,0.23232845471306374,59.828000000000003]
[null,59.829000000000001,2.428054071603597E-8,0.23212332185841639,59.829000000000001]
[null,59.83,2.4273160005409966E-8,0.23191837012445057,59.83]
[null,59.831000000000003,2.4265788232946672E-8,0.23171359935124697,59.831000000000003]
[null,59.832000000000001,2.4258425528750349E-8,0.23150900937902752,59.832000000000001]
[null,59.832999999999998,2.4251052793515526E-8,0.23130460004815517,59.832999999999998]
[null,59.834000000000003,2.4243688996443413E-8,0.2311003711991339,59.834000000000003]
[null,59.835000000000001,2.4236324717985536E-8,0.23089632267260843,59.835000000000001]
[null,59.835999999999999,2.422895997115232E-8,0.23069245430936419,59.835999999999999]
[null,59.837000000000003,2.4221604162481813E-8,0.2304887659503273,59.837000000000003]
[null,59.838000000000001,2.4214247807373412E-8,0.23028525743656422,59.838000000000001]
[null,59.838999999999999,2.4206891061952229E-8,0.2300819286092817,59.838999999999999]
[null,59.84,2.4199543228672904E-8,0.22987877930982684,59.84]
[null,59.841000000000001,2.4192195005080797E-8,0.22967580937968674,59.841000000000001]
[null,59.841999999999999,2.4184846222040368E-8,0.22947301866048841,59.841999999999999]
[null,59.843000000000004,2.4177496957614175E-8,0.22927040699399878,59.843000000000004]
[null,59.844000000000001,2.4170156748444527E-8,0.22906797422212449,59.844000000000001]
[null,59.844999999999999,2.4162816018857836E-8,0.2288657201869117,59.844999999999999]
[null,59.846000000000004,2.4155474820895806E-8,0.22866364473054607,59.846000000000004]
[null,59.847000000000001,2.4148133102516733E-8,0.2284617476953526,59.847000000000001]
[null,59.847999999999999,2.4140800530467188E-8,0.22826002892379557,59.847999999999999]
[null,59.849000000000004,2.4133467385958896E-8,0.22805848825847819,59.849000000000004]
[null,59.85,2.4126133786085691E-8,0.22785712554214282,59.85]
[null,59.850999999999999,2.4118809306521161E-8,0.22765594061767058,59.850999999999999]
[null,59.852000000000004,2.4111484293529162E-8,0.22745493332808134,59.852000000000004]
[null,59.853000000000002,2.4104158786140972E-8,0.22725410351653358,59.853000000000002]
[null,59.853999999999999,2.4096832849408722E-8,0.22705345102632421,59.853999999999999]
[null,59.855000000000004,2.4089516019974722E-8,0.22685297570088855,59.855000000000004]
[null,59.856000000000002,2.4082198748186234E-8,0.22665267738380016,59.856000000000002]
[null,59.856999999999999,2.4074880877918148E-8,0.22645255591877073,59.856999999999999]
[null,59.858000000000004,2.4067572284083849E-8,0.2262526111496499,59.858000000000004]
[null,59.859000000000002,2.406025352910679E-8,0.22605284292042516,59.859000000000002]
[null,59.86,2.4052943985511388E-8,0.22585325107522183,59.86]
[null,59.861000000000004,2.4045643497172531E-8,0.22565383545830284,59.861000000000004]
[null,59.862000000000002,2.4038333016826452E-8,0.22545459591406855,59.862000000000002]
[null,59.863,2.4031031656789048E-8,0.2252555322870568,59.863]
[null,59.864000000000004,2.4023729828376306E-8,0.22505664442194265,59.864000000000004]
[null,59.865000000000002,2.4016437094251386E-8,0.2248579321635383,59.865000000000002]
[null,59.866,2.4009143943792832E-8,0.22465939535679297,59.866]
[null,59.867000000000004,2.4001840853368761E-8,0.22446103384679281,59.867000000000004]
[null,59.868000000000002,2.3994556393874822E-8,0.22426284747876074,59.868000000000002]
[null,59.869,2.3987261994415365E-8,0.2240648360980563,59.869]
[null,59.870000000000005,2.3979976676233306E-8,0.22386699955017564,59.870000000000005]
[null,59.871000000000002,2.3972690993759316E-8,0.22366933768075123,59.871000000000002]
[null,59.872,2.3965404855920414E-8,0.22347185033555197,59.872]
[null,59.873000000000005,2.3958127838390186E-8,0.22327453736048281,59.873000000000005]
[null,59.874000000000002,2.3950850417536751E-8,0.22307739860158482,59.874000000000002]
[null,59.875,2.3943572567339255E-8,0.22288043390503498,59.875]
[null,59.876000000000005,2.3936294365860256E-8,0.22268364311714617,59.876000000000005]
[null,59.877000000000002,2.3929025323721209E-8,0.22248702608436682,59.877000000000002]
[null,59.878,2.3921755800196398E-8,0.22229058265328108,59.878]
[null,59.878999999999998,2.3914485964421361E-8,0.22209431267060847,59.878999999999998]
[null,59.88,2.3907225235944574E-8,0.22189821598320386,59.88]
[null,59.881,2.3899954580512695E-8,0.22170229243805736,59.881]
[null,59.881999999999998,2.3892693071410342E-8,0.22150654188229421,59.881999999999998]
[null,59.883000000000003,2.388544073465837E-8,0.22131096416317456,59.883000000000003]
[null,59.884,2.3878178444930453E-8,0.22111555912809341,59.884]
[null,59.884999999999998,2.3870925366584195E-8,0.22092032662458064,59.884999999999998]
[null,59.886000000000003,2.386367191093558E-8,0.22072526650030058,59.886000000000003]
[null,59.887,2.3856427588606066E-8,0.22053037860305216,59.887]
[null,59.887999999999998,2.3849173365342313E-8,0.22033566278076869,59.887999999999998]
[null,59.889000000000003,2.384192831442894E-8,0.22014111888151772,59.889000000000003]
[null,59.89,2.383468295126534E-8,0.21994674675350095,59.89]
[null,59.890999999999998,2.3827446669379138E-8,0.21975254624505411,59.890999999999998]
[null,59.892000000000003,2.3820200564621252E-8,0.21955851720464686,59.892000000000003]
[null,59.893000000000001,2.3812963645224172E-8,0.21936465948088266,59.893000000000001]
[null,59.893999999999998,2.3805735872156619E-8,0.21917097292249862,59.893999999999998]
[null,59.895000000000003,2.3798498185144401E-8,0.21897745737836541,59.895000000000003]
[null,59.896000000000001,2.3791269748545119E-8,0.21878411269748713,59.896000000000001]
[null,59.896999999999998,2.3784040960664332E-8,0.21859093872900121,59.896999999999998]
[null,59.898000000000003,2.377681179548119E-8,0.21839793532217833,59.898000000000003]
[null,59.899000000000001,2.3769591919742261E-8,0.21820510232642215,59.899000000000001]
[null,59.9,2.3762362130058667E-8,0.21801243959126937,59.9]
[null,59.901000000000003,2.3755151010336484E-8,0.21781994696638954,59.901000000000003]
[null,59.902000000000001,2.3747930080753044E-8,0.21762762430158497,59.902000000000001]
[null,59.902999999999999,2.3740708825908952E-8,0.21743547144679048,59.902999999999999]
[null,59.904000000000003,2.3733496795456943E-8,0.21724348825207351,59.904000000000003]
[null,59.905000000000001,2.3726284426733857E-8,0.2170516745676338,59.905000000000001]
[null,59.905999999999999,2.3719081243371576E-8,0.2168600302438034,59.905999999999999]
[null,59.907000000000004,2.3711877799800773E-8,0.21666855513104649,59.907000000000004]
[null,59.908000000000001,2.3704664520347862E-8,0.2164772490799593,59.908000000000001]
[null,59.908999999999999,2.3697469923866787E-8,0.21628611194126993,59.908999999999999]
[null,59.910000000000004,2.369026563461829E-8,0.21609514356583834,59.910000000000004]
[null,59.911000000000001,2.3683070452668042E-8,0.21590434380465612,59.911000000000001]
[null,59.911999999999999,2.3675874997498847E-8,0.21571371250884644,59.911999999999999]
[null,59.913000000000004,2.3668679191048148E-8,0.21552324952966395,59.913000000000004]
[null,59.914000000000001,2.3661483137399353E-8,0.21533295471849459,59.914000000000001]
[null,59.914999999999999,2.3654296334163494E-8,0.21514282792685552,59.914999999999999]
[null,59.916000000000004,2.3647109257708687E-8,0.2149528690063951,59.916000000000004]
[null,59.917000000000002,2.3639921908034933E-8,0.21476307780889251,59.917000000000002]
[null,59.917999999999999,2.3632743756732411E-8,0.21457345418625792,59.917999999999999]
[null,59.919000000000004,2.3625565293179662E-8,0.2143839979905322,59.919000000000004]
[null,59.92,2.3618386673501801E-8,0.21419470907388694,59.92]
[null,59.920999999999999,2.3611207676521584E-8,0.21400558728862412,59.920999999999999]
[null,59.922000000000004,2.3604037995006433E-8,0.21381663248717622,59.922000000000004]
[null,59.923000000000002,2.3596858490619599E-8,0.21362784452210609,59.923000000000002]
[null,59.923999999999999,2.3589697812319288E-8,0.21343922324610656,59.923999999999999]
[null,59.925000000000004,2.3582527272116016E-8,0.21325076851200064,59.925000000000004]
[null,59.926000000000002,2.3575356549766779E-8,0.21306248017274132,59.926000000000002]
[null,59.927,2.35681950387992E-8,0.21287435808141136,59.927]
[null,59.928000000000004,2.3561033267623099E-8,0.2126864020912233,59.928000000000004]
[null,59.929000000000002,2.3553880785891212E-8,0.21249861205551915,59.929000000000002]
[null,59.93,2.3546718546339773E-8,0.21231098782777064,59.93]
[null,59.931000000000004,2.3539565583222122E-8,0.21212352926157868,59.931000000000004]
[null,59.932000000000002,2.3532412398927227E-8,0.21193623621067351,59.932000000000002]
[null,59.933,2.3525268504076546E-8,0.21174910852891449,59.933]
[null,59.934000000000005,2.3518114812375035E-8,0.21156214607029006,59.934000000000005]
[null,59.935000000000002,2.3510970423128164E-8,0.21137534868891755,59.935000000000002]
[null,59.936,2.350383531031508E-8,0.21118871623904314,59.936]
[null,59.937000000000005,2.3496690491724148E-8,0.21100224857504166,59.937000000000005]
[null,59.938000000000002,2.34895548975253E-8,0.2108159455514165,59.938000000000002]
[null,59.939,2.348240961055903E-8,0.21062980702279951,59.939]
[null,59.94,2.3475283149679282E-8,0.21044383284395102,59.94]
[null,59.941000000000003,2.3468146930979983E-8,0.21025802286975942,59.941000000000003]
[null,59.942,2.3461020027745749E-8,0.21007237695524134,59.942]
[null,59.942999999999998,2.3453892968386403E-8,0.20988689495554136,59.942999999999998]
[null,59.944000000000003,2.3446765583766405E-8,0.20970157672593204,59.944000000000003]
[null,59.945,2.3439638030010868E-8,0.20951642212181362,59.945]
[null,59.945999999999998,2.3432519856772527E-8,0.2093314309987141,59.945999999999998]
[null,59.947000000000003,2.3425401423325665E-8,0.20914660321228901,59.947000000000003]
[null,59.948,2.341828289880582E-8,0.20896193861832127,59.948]
[null,59.948999999999998,2.3411173572657207E-8,0.20877743707272128,59.948999999999998]
[null,59.95,2.340405459277245E-8,0.20859309843152654,59.95]
[null,59.951000000000001,2.3396944902331906E-8,0.20840892255090168,59.951000000000001]
[null,59.951999999999998,2.3389835107807955E-8,0.20822490928713833,59.951999999999998]
[null,59.953000000000003,2.3382734602728217E-8,0.20804105849665505,59.953000000000003]
[null,59.954000000000001,2.3375633902492088E-8,0.20785737003599714,59.954000000000001]
[null,59.954999999999998,2.3368533072151698E-8,0.20767384376183656,59.954999999999998]
[null,59.956000000000003,2.3361432033644491E-8,0.20749047953097183,59.956000000000003]
[null,59.957000000000001,2.3354330773960041E-8,0.20730727720032791,59.957000000000001]
[null,59.957999999999998,2.3347238933824066E-8,0.20712423662695606,59.957999999999998]
[null,59.959000000000003,2.33401468985317E-8,0.20694135766803382,59.959000000000003]
[null,59.96,2.3333054681093368E-8,0.20675864018086476,59.96]
[null,59.960999999999999,2.3325971831161807E-8,0.2065760840228785,59.960999999999999]
[null,59.962000000000003,2.3318879392546232E-8,0.20639368905163047,59.962000000000003]
[null,59.963000000000001,2.3311796191333167E-8,0.20621145512480199,59.963000000000001]
[null,59.963999999999999,2.3304712925067972E-8,0.20602938210019991,59.963999999999999]
[null,59.965000000000003,2.3297639013299121E-8,0.20584746983575675,59.965000000000003]
[null,59.966000000000001,2.3290555356721143E-8,0.20566571818953028,59.966000000000001]
[null,59.966999999999999,2.328348111969164E-8,0.20548412701970384,59.966999999999999]
[null,59.968000000000004,2.3276416315221038E-8,0.20530269618458583,59.968000000000004]
[null,59.969000000000001,2.3269341804972588E-8,0.20512142554260979,59.969000000000001]
[null,59.97,2.3262276727283038E-8,0.20494031495233425,59.97]
[null,59.971000000000004,2.3255211428416245E-8,0.20475936427244262,59.971000000000004]
[null,59.972000000000001,2.3248145986434765E-8,0.20457857336174309,59.972000000000001]
[null,59.972999999999999,2.3241080518432433E-8,0.20439794207916862,59.972999999999999]
[null,59.974000000000004,2.3234024404926445E-8,0.20421747028377649,59.974000000000004]
[null,59.975000000000001,2.3226968096264067E-8,0.20403715783474863,59.975000000000001]
[null,59.975999999999999,2.3219911735559984E-8,0.20385700459139122,59.975999999999999]
[null,59.977000000000004,2.3212855257762066E-8,0.20367701041313468,59.977000000000004]
[null,59.978000000000002,2.3205808160481345E-8,0.20349717515953356,59.978000000000002]
[null,59.978999999999999,2.3198760946106789E-8,0.20331749869026636,59.978999999999999]
[null,59.980000000000004,2.3191713705711381E-8,0.20313798086513557,59.980000000000004]
[null,59.981000000000002,2.3184666270159582E-8,0.20295862154406732,59.981000000000002]
[null,59.981999999999999,2.3177628267166683E-8,0.20277942058711163,59.981999999999999]
[null,59.983000000000004,2.3170590186111228E-8,0.20260037785444185,59.983000000000004]
[null,59.984000000000002,2.3163552000972365E-8,0.202421493206355,59.984000000000002]
[null,59.984999999999999,2.3156513698739667E-8,0.2022427665032713,59.984999999999999]
[null,59.986000000000004,2.3149484829065869E-8,0.20206419760573427,59.986000000000004]
[null,59.987000000000002,2.3142455855308663E-8,0.20188578637441057,59.987000000000002]
[null,59.988,2.3135426894561884E-8,0.20170753267008987,59.988]
[null,59.989000000000004,2.3128397738658713E-8,0.20152943635368475,59.989000000000004]
[null,59.99,2.3121378002304016E-8,0.20135149728623061,59.99]
[null,59.991,2.3114348690275732E-8,0.20117371532888556,59.991]
[null,59.992000000000004,2.3107328849837627E-8,0.20099609034293026,59.992000000000004]
[null,59.993000000000002,2.3100318467979275E-8,0.20081862218976784,59.993000000000002]
[null,59.994,2.3093298406363927E-8,0.20064131073092392,59.994]
[null,59.995000000000005,2.3086287868380462E-8,0.20046415582804622,59.995000000000005]
[null,59.996000000000002,2.3079277265344866E-8,0.20028715734290473,59.996000000000002]
[null,59.997,2.3072266623277993E-8,0.20011031513739141,59.997]
[null,59.998000000000005,2.3065265387749168E-8,0.1999336290735203,59.998000000000005]
[null,59.999000000000002,2.3058254576546755E-8,0.19975709901342711,59.999000000000002]
[null,60,2.30512532759658E-8,0.19958072481936937,60]

{"sheet":"Inertial Response","index":7,"n_rows":60009,"n_cols":4,"rows_kept":4500,"cut":true,"hidden":false,"merged":[],"bounds":{"rows_first":2000,"rows_last":500,"rows_between":2000,"halvings":0}}
[]
[]
[]
[]
[]
[]
[]
[null,"Time","Base case, Inertial response","What if, Inertial response"]
[null,0,-2400,-2400]
[null,1E-3,-2398.0287169946328,-2395.7637431287221]
[null,2E-3,-2397.0436827558269,-2393.6484195610788]
[null,3.0000000000000001E-3,-2396.0590531378853,-2391.5349637042273]
[null,4.0000000000000001E-3,-2395.0748279746022,-2389.4233739090832]
[null,5.0000000000000001E-3,-2394.0910070998402,-2387.3136485280215]
[null,6.0000000000000001E-3,-2393.1075903475316,-2385.205785914869]
[null,7.0000000000000001E-3,-2392.1245775516745,-2383.0997844249082]
[null,8.0000000000000002E-3,-2391.1419685463366,-2380.9956424148718]
[null,9.0000000000000011E-3,-2390.1597631656541,-2378.8933582429449]
[null,0.01,-2389.1779612438299,-2376.7929302687626]
[null,1.0999999999999999E-2,-2388.1965626151368,-2374.6943568534057]
[null,1.2E-2,-2387.2155671139144,-2372.5976363594054]
[null,1.3000000000000001E-2,-2386.2349745745705,-2370.5027671507364]
[null,1.4E-2,-2385.2547848315808,-2368.4097475928197]
[null,1.4999999999999999E-2,-2384.2749977194899,-2366.3185760525175]
[null,1.6E-2,-2383.2956130729099,-2364.2292508981363]
[null,1.7000000000000001E-2,-2382.316630726521,-2362.1417704994196]
[null,1.8000000000000002E-2,-2381.3380505150694,-2360.0561332275556]
[null,1.9E-2,-2380.3598722733727,-2357.9723374551654]
[null,0.02,-2379.3820958363135,-2355.8903815563108]
[null,2.1000000000000001E-2,-2378.4047210388435,-2353.8102639064873]
[null,2.1999999999999999E-2,-2377.4277477159812,-2351.7319828826253]
[null,2.3E-2,-2376.4511757028145,-2349.6555368630875]
[null,2.4E-2,-2375.4750048344977,-2347.5809242276709]
[null,2.5000000000000001E-2,-2374.4992349462523,-2345.5081433575992]
[null,2.6000000000000002E-2,-2373.5238658733701,-2343.4371926355293]
[null,2.7E-2,-2372.5488974512077,-2341.3680704455419]
[null,2.8000000000000001E-2,-2371.5743295151915,-2339.3007751731493]
[null,2.9000000000000001E-2,-2370.600161900813,-2337.2353052052858]
[null,0.03,-2369.6263944436332,-2335.1716589303105]
[null,3.1E-2,-2368.6530269792811,-2333.1098347380071]
[null,3.2000000000000001E-2,-2367.6800593434518,-2331.0498310195785]
[null,3.3000000000000002E-2,-2366.7074913719075,-2328.9916461676507]
[null,3.4000000000000002E-2,-2365.7353229004807,-2326.9352785762671]
[null,3.5000000000000003E-2,-2364.7635537650672,-2324.8807266408899]
[null,3.6000000000000004E-2,-2363.7921838016346,-2322.8279887583972]
[null,3.6999999999999998E-2,-2362.8212128462133,-2320.7770633270839]
[null,3.7999999999999999E-2,-2361.8506407349059,-2318.7279487466576]
[null,3.9E-2,-2360.880467303878,-2316.6806434182404]
[null,0.04,-2359.9106923893655,-2314.6351457443648]
[null,4.1000000000000002E-2,-2358.9413158276698,-2312.5914541289749]
[null,4.2000000000000003E-2,-2357.9723374551604,-2310.5495669774232]
[null,4.3000000000000003E-2,-2357.0037571082744,-2308.5094826964701]
[null,4.3999999999999997E-2,-2356.0355746235136,-2306.4711996942829]
[null,4.4999999999999998E-2,-2355.0677898374515,-2304.4347163804355]
[null,4.5999999999999999E-2,-2354.1004025867242,-2302.4000311659042]
[null,4.7E-2,-2353.1334127080372,-2300.3671424630693]
[null,4.8000000000000001E-2,-2352.1668200381623,-2298.3360486857136]
[null,4.9000000000000002E-2,-2351.2006244139402,-2296.3067482490187]
[null,0.05,-2350.2348256722748,-2294.2792395695674]
[null,5.1000000000000004E-2,-2349.2694236501416,-2292.2535210653386]
[null,5.2000000000000005E-2,-2348.3044181845794,-2290.2295911557103]
[null,5.2999999999999999E-2,-2347.3398091126951,-2288.2074482614544]
[null,5.3999999999999999E-2,-2346.3755962716641,-2286.1870908047367]
[null,5.5E-2,-2345.411779498726,-2284.1685172091179]
[null,5.6000000000000001E-2,-2344.4483586311894,-2282.1517258995495]
[null,5.7000000000000002E-2,-2343.4853335064286,-2280.1367153023739]
[null,5.8000000000000003E-2,-2342.5227039618849,-2278.1234838453247]
[null,5.9000000000000004E-2,-2341.5604698350671,-2276.1120299575191]
[null,0.06,-2340.5986309635491,-2274.1023520694662]
[null,6.0999999999999999E-2,-2339.6371871849728,-2272.0944486130584]
[null,6.2E-2,-2338.6761383370472,-2270.0883180215733]
[null,6.3E-2,-2337.7154842575464,-2268.0839587296709]
[null,6.4000000000000001E-2,-2336.7552247843132,-2266.0813691733952]
[null,6.5000000000000002E-2,-2335.7953597552546,-2264.0805477901695]
[null,6.6000000000000003E-2,-2334.8358890083459,-2262.0814930187971]
[null,6.7000000000000004E-2,-2333.876812381629,-2260.0842032994601]
[null,6.8000000000000005E-2,-2332.9181297132109,-2258.088677073717]
[null,6.9000000000000006E-2,-2331.9598408412667,-2256.0949127845038]
[null,7.0000000000000007E-2,-2331.0019456040372,-2254.1029088761306]
[null,7.1000000000000008E-2,-2330.0444438398295,-2252.1126637942798]
[null,7.2000000000000008E-2,-2329.0873353870174,-2250.1241759860077]
[null,7.2999999999999995E-2,-2328.1306200840413,-2248.1374438997423]
[null,7.3999999999999996E-2,-2327.1742977694071,-2246.1524659852794]
[null,7.4999999999999997E-2,-2326.2183682816881,-2244.1692406937846]
[null,7.5999999999999998E-2,-2325.2628314595236,-2242.1877664777926]
[null,7.6999999999999999E-2,-2324.3076871416183,-2240.208041791202]
[null,7.8E-2,-2323.3529351667453,-2238.2300650892771]
[null,7.9000000000000001E-2,-2322.3985753737411,-2236.2538348286471]
[null,0.08,-2321.4446076015101,-2234.2793494673042]
[null,8.1000000000000003E-2,-2320.4910316890227,-2232.3066074645999]
[null,8.2000000000000003E-2,-2319.5378474753156,-2230.3356072812476]
[null,8.3000000000000004E-2,-2318.585054799491,-2228.3663473793199]
[null,8.4000000000000005E-2,-2317.6326535007179,-2226.3988262222474]
[null,8.5000000000000006E-2,-2316.6806434182308,-2224.4330422748158]
[null,8.6000000000000007E-2,-2315.7290243913303,-2222.4689940031685]
[null,8.7000000000000008E-2,-2314.7777962593836,-2220.5066798748016]
[null,8.7999999999999995E-2,-2313.8269588618227,-2218.5460983585649]
[null,8.8999999999999996E-2,-2312.8765120381472,-2216.5872479246605]
[null,0.09,-2311.9264556279204,-2214.6301270446406]
[null,9.0999999999999998E-2,-2310.9767894707747,-2212.6747341914074]
[null,9.1999999999999998E-2,-2310.027513406405,-2210.7210678392103]
[null,9.2999999999999999E-2,-2309.0786272745736,-2208.7691264636483]
[null,9.4E-2,-2308.130130915109,-2206.8189085416639]
[null,9.5000000000000001E-2,-2307.1820241679056,-2204.8704125515451]
[null,9.6000000000000002E-2,-2306.2343068729219,-2202.9236369729238]
[null,9.7000000000000003E-2,-2305.2869788701842,-2200.978580286775]
[null,9.8000000000000004E-2,-2304.3400399997831,-2199.0352409754128]
[null,9.9000000000000005E-2,-2303.3934901018756,-2197.0936175224929]
[null,0.1,-2302.4473290166834,-2195.1537084130105]
[null,0.10100000000000001,-2301.501556584496,-2193.2155121332971]
[null,0.10200000000000001,-2300.5561726456654,-2191.2790271710205]
[null,0.10300000000000001,-2299.6111770406119,-2189.3442520151857]
[null,0.10400000000000001,-2298.6665696098198,-2187.4111851561288]
[null,0.105,-2297.7223501938397,-2185.479825085522]
[null,0.106,-2296.7785186332871,-2183.5501702963675]
[null,0.107,-2295.8350747688442,-2181.6222192829978]
[null,0.108,-2294.8920184412564,-2179.6959705410759]
[null,0.109,-2293.9493494913363,-2177.7714225675936]
[null,0.11,-2293.007067759962,-2175.8485738608674]
[null,0.111,-2292.0651730880754,-2173.9274229205416]
[null,0.112,-2291.1236653166861,-2172.0079682475848]
[null,0.113,-2290.1825442868662,-2170.0902083442884]
[null,0.114,-2289.2418098397552,-2168.174141714268]
[null,0.115,-2288.3014618165571,-2166.2597668624589]
[null,0.11600000000000001,-2287.3615000585414,-2164.3470822951163]
[null,0.11700000000000001,-2286.4219244070418,-2162.4360865198155]
[null,0.11800000000000001,-2285.4827347034598,-2160.5267780454483]
[null,0.11900000000000001,-2284.5439307892575,-2158.6191553822241]
[null,0.12,-2283.605512505967,-2156.7132170416671]
[null,0.121,-2282.6674796951825,-2154.8089615366157]
[null,0.122,-2281.7298321985645,-2152.9063873812215]
[null,0.123,-2280.7925698578379,-2151.0054930909487]
[null,0.124,-2279.8556925147927,-2149.1062771825709]
[null,0.125,-2278.9192000112839,-2147.2087381741726]
[null,0.126,-2277.9830921892321,-2145.3128745851454]
[null,0.127,-2277.0473688906227,-2143.4186849361899]
[null,0.128,-2276.112029957505,-2141.5261677493108]
[null,0.129,-2275.1770752319935,-2139.6353215478202]
[null,0.13,-2274.2425045562686,-2137.7461448563322]
[null,0.13100000000000001,-2273.3083177725748,-2135.8586362007641]
[null,0.13200000000000001,-2272.3745147232203,-2133.9727941083338]
[null,0.13300000000000001,-2271.4410952505805,-2132.0886171075622]
[null,0.13400000000000001,-2270.5080591970936,-2130.2061037282665]
[null,0.13500000000000001,-2269.5754064052639,-2128.3252525015641]
[null,0.13600000000000001,-2268.6431367176583,-2126.4460619598681]
[null,0.13700000000000001,-2267.7112499769105,-2124.5685306368873]
[null,0.13800000000000001,-2266.7797460257189,-2122.6926570676264]
[null,0.13900000000000001,-2265.8486247068445,-2120.8184397883824]
[null,0.14000000000000001,-2264.9178858631144,-2118.9458773367455]
[null,0.14100000000000001,-2263.9875293374193,-2117.0749682515966]
[null,0.14200000000000002,-2263.0575549727164,-2115.2057110731062]
[null,0.14300000000000002,-2262.1279626120254,-2113.3381043427357]
[null,0.14400000000000002,-2261.1987520984308,-2111.4721466032315]
[null,0.14499999999999999,-2260.2699232750824,-2109.6078363986289]
[null,0.14599999999999999,-2259.3414759851935,-2107.745172274248]
[null,0.14699999999999999,-2258.413410072043,-2105.8841527766931]
[null,0.14799999999999999,-2257.4857253789719,-2104.0247764538526]
[null,0.14899999999999999,-2256.5584217493893,-2102.1670418548952]
[null,0.15,-2255.6314990267647,-2100.3109475302722]
[null,0.151,-2254.7049570546337,-2098.4564920317152]
[null,0.152,-2253.7787956765965,-2096.6036739122328]
[null,0.153,-2252.8530147363176,-2094.7524917261121]
[null,0.154,-2251.9276140775237,-2092.9029440289173]
[null,0.155,-2251.002593544009,-2091.0550293774863]
[null,0.156,-2250.0779529796291,-2089.2087463299335]
[null,0.157,-2249.1536922283044,-2087.3640934456448]
[null,0.158,-2248.2298111340206,-2085.5210692852775]
[null,0.159,-2247.3063095408256,-2083.6796724107621]
[null,0.16,-2246.3831872928336,-2081.8399013852963]
[null,0.161,-2245.4604442342206,-2080.0017547733487]
[null,0.16200000000000001,-2244.5380802092282,-2078.1652311406533]
[null,0.16300000000000001,-2243.6160950621606,-2076.3303290542117]
[null,0.16400000000000001,-2242.6944886373881,-2074.4970470822905]
[null,0.16500000000000001,-2241.7732607793419,-2072.6653837944204]
[null,0.16600000000000001,-2240.8524113325202,-2070.8353377613957]
[null,0.16700000000000001,-2239.9319401414832,-2069.0069075552706]
[null,0.16800000000000001,-2239.0118470508551,-2067.1800917493633]
[null,0.16900000000000001,-2238.092131905325,-2065.3548889182489]
[null,0.17,-2237.1727945496436,-2063.5312976377622]
[null,0.17100000000000001,-2236.2538348286284,-2061.7093164849957]
[null,0.17200000000000001,-2235.3352525871583,-2059.8889440382982]
[null,0.17300000000000001,-2234.4170476701765,-2058.0701788772717]
[null,0.17400000000000002,-2233.4992199226899,-2056.2530195827762]
[null,0.17500000000000002,-2232.5817691897696,-2054.4374647369214]
[null,0.17599999999999999,-2231.6646953165505,-2052.6235129230704]
[null,0.17699999999999999,-2230.7479981482302,-2050.8111627258368]
[null,0.17799999999999999,-2229.8316775300691,-2049.000412731084]
[null,0.17899999999999999,-2228.9157333073931,-2047.1912615259239]
[null,0.18,-2228.0001653255918,-2045.3837076987159]
[null,0.18099999999999999,-2227.0849734301164,-2043.577749839066]
[null,0.182,-2226.1701574664835,-2041.7733865378248]
[null,0.183,-2225.2557172802699,-2039.9706163870885]
[null,0.184,-2224.3416527171207,-2038.1694379801945]
[null,0.185,-2223.4279636227402,-2036.3698499117238]
[null,0.186,-2222.5146498428985,-2034.5718507774975]
[null,0.187,-2221.6017112234294,-2032.7754391745768]
[null,0.188,-2220.689147610226,-2030.9806137012622]
[null,0.189,-2219.7769588492497,-2029.1873729570905]
[null,0.19,-2218.8651447865227,-2027.3957155428352]
[null,0.191,-2217.9537052681308,-2025.6056400605069]
[null,0.192,-2217.0426401402228,-2023.8171451133487]
[null,0.193,-2216.1319492490115,-2022.0302293058376]
[null,0.19400000000000001,-2215.2216324407718,-2020.2448912436837]
[null,0.19500000000000001,-2214.3116895618427,-2018.4611295338261]
[null,0.19600000000000001,-2213.4021204586247,-2016.6789427844355]
[null,0.19700000000000001,-2212.4929249775846,-2014.8983296049112]
[null,0.19800000000000001,-2211.5841029652479,-2013.1192886058802]
[null,0.19900000000000001,-2210.6756542682074,-2011.3418183991964]
[null,0.2,-2209.7675787331168,-2009.5659175979392]
[null,0.20100000000000001,-2208.8598762066922,-2007.7915848164121]
[null,0.20200000000000001,-2207.9525465357133,-2006.018818670143]
[null,0.20300000000000001,-2207.0455895670239,-2004.2476177758822]
[null,0.20400000000000001,-2206.1390051475287,-2002.4779807515997]
[null,0.20500000000000002,-2205.2327931241966,-2000.7099062164882]
[null,0.20600000000000002,-2204.3269533440598,-1998.9433927909574]
[null,0.20700000000000002,-2203.4214856542117,-1997.1784390966368]
[null,0.20800000000000002,-2202.5163899018094,-1995.4150437563712]
[null,0.20899999999999999,-2201.6116659340737,-1993.6532053942237]
[null,0.21,-2200.707313598286,-1991.8929226354699]
[null,0.21099999999999999,-2199.8033327417925,-1990.1341941065998]
[null,0.21199999999999999,-2198.8997232120009,-1988.3770184353177]
[null,0.21299999999999999,-2197.9964848563823,-1986.6213942505378]
[null,0.214,-2197.0936175224697,-1984.8673201823854]
[null,0.215,-2196.1911210578601,-1983.1147948621956]
[null,0.216,-2195.2889953102099,-1981.3638169225112]
[null,0.217,-2194.3872401272433,-1979.6143849970838]
[null,0.218,-2193.4858553567419,-1977.86649772087]
[null,0.219,-2192.5848408465527,-1976.1201537300319]
[null,0.22,-2191.6841964445839,-1974.3753516619365]
[null,0.221,-2190.7839219988082,-1972.6320901551528]
[null,0.222,-2189.884017357258,-1970.890367849453]
[null,0.223,-2188.9844823680296,-1969.1501833858097]
[null,0.224,-2188.0853168792819,-1967.4115354063958]
[null,0.22500000000000001,-2187.1865207392361,-1965.6744225545822]
[null,0.22600000000000001,-2186.2880937961745,-1963.9388434749385]
[null,0.22700000000000001,-2185.3900358984438,-1962.204796813231]
[null,0.22800000000000001,-2184.4923468944507,-1960.4722812164216]
[null,0.22900000000000001,-2183.5950266326663,-1958.7412953326666]
[null,0.23,-2182.6980749616223,-1957.0118378113164]
[null,0.23100000000000001,-2181.8014917299142,-1955.2839073029131]
[null,0.23200000000000001,-2180.9052767861976,-1953.5575024591908]
[null,0.23300000000000001,-2180.0094299791922,-1951.8326219330747]
[null,0.23400000000000001,-2179.1139511576794,-1950.109264378679]
[null,0.23500000000000001,-2178.2188401705012,-1948.3874284513047]
[null,0.23600000000000002,-2177.3240968665637,-1946.6671128074427]
[null,0.23700000000000002,-2176.4297210948343,-1944.9483161047683]
[null,0.23800000000000002,-2175.535712704343,-1943.2310370021419]
[null,0.23900000000000002,-2174.6420715441805,-1941.51527415961]
[null,0.24,-2173.7487974635001,-1939.8010262383998]
[null,0.24099999999999999,-2172.8558903115172,-1938.0882919009225]
[null,0.24199999999999999,-2171.9633499375095,-1936.3770698107689]
[null,0.24299999999999999,-2171.0711761908155,-1934.6673586327104]
[null,0.24399999999999999,-2170.1793689208375,-1932.9591570326972]
[null,0.245,-2169.2879279770373,-1931.2524636778583]
[null,0.246,-2168.3968532089411,-1929.5472772364978]
[null,0.247,-2167.5061444661337,-1927.8435963780967]
[null,0.248,-2166.6158015982646,-1926.1414197733106]
[null,0.249,-2165.7258244550439,-1924.4407460939692]
[null,0.25,-2164.8362128862432,-1922.7415740130746]
[null,0.251,-2163.946966741697,-1921.0439022047995]
[null,0.252,-2163.0580858712988,-1919.3477293444889]
[null,0.253,-2162.1695701250073,-1917.6530541086572]
[null,0.254,-2161.2814193528407,-1915.9598751749857]
[null,0.255,-2160.3936334048785,-1914.2681912223254]
[null,0.25600000000000001,-2159.5062121312631,-1912.5780009306932]
[null,0.25700000000000001,-2158.6191553821973,-1910.8893029812698]
[null,0.25800000000000001,-2157.7324630079461,-1909.2020960564021]
[null,0.25900000000000001,-2156.8461348588371,-1907.5163788396005]
[null,0.26,-2155.9601707852562,-1905.8321500155366]
[null,0.26100000000000001,-2155.0745706376538,-1904.1494082700442]
[null,0.26200000000000001,-2154.1893342665403,-1902.4681522901176]
[null,0.26300000000000001,-2153.3044615224881,-1900.7883807639096]
[null,0.26400000000000001,-2152.4199522561307,-1899.1100923807314]
[null,0.26500000000000001,-2151.5358063181625,-1897.4332858310527]
[null,0.26600000000000001,-2150.6520235593407,-1895.7579598064979]
[null,0.26700000000000002,-2149.7686038304819,-1894.0841129998471]
[null,0.26800000000000002,-2148.8855469824653,-1892.4117441050353]
[null,0.26900000000000002,-2148.0028528662306,-1890.7408518171496]
[null,0.27,-2147.1205213327794,-1889.07143483243]
[null,0.27100000000000002,-2146.2385522331742,-1887.4034918482678]
[null,0.27200000000000002,-2145.3569454185381,-1885.7370215632034]
[null,0.27300000000000002,-2144.4757007400567,-1884.0720226769276]
[null,0.27400000000000002,-2143.5948180489759,-1882.4084938902786]
[null,0.27500000000000002,-2142.7142971966018,-1880.746433905241]
[null,0.27600000000000002,-2141.8341380343036,-1879.0858414249474]
[null,0.27700000000000002,-2140.9543404135093,-1877.4267151536735]
[null,0.27800000000000002,-2140.0749041857107,-1875.7690537968399]
[null,0.27900000000000003,-2139.1958292024574,-1874.1128560610109]
[null,0.28000000000000003,-2138.317115315363,-1872.458120653891]
[null,0.28100000000000003,-2137.4387623760999,-1870.8048462843278]
[null,0.28200000000000003,-2136.5607702364018,-1869.1530316623077]
[null,0.28300000000000003,-2135.6831387480643,-1867.5026754989563]
[null,0.28400000000000003,-2134.8058677629424,-1865.8537765065371]
[null,0.28500000000000003,-2133.9289571329541,-1864.2063333984511]
[null,0.28600000000000003,-2133.052406710076,-1862.5603448892346]
[null,0.28700000000000003,-2132.1762163463468,-1860.9158096945596]
[null,0.28800000000000003,-2131.3003858938655,-1859.2727265312319]
[null,0.28899999999999998,-2130.4249152047919,-1857.6310941171896]
[null,0.28999999999999998,-2129.5498041313467,-1855.9909111715033]
[null,0.29099999999999998,-2128.6750525258112,-1854.3521764143757]
[null,0.29199999999999998,-2127.8006602405271,-1852.7148885671372]
[null,0.29299999999999998,-2126.9266271278971,-1851.0790463522487]
[null,0.29399999999999998,-2126.0529530403846,-1849.4446484932989]
[null,0.29499999999999998,-2125.1796378305139,-1847.8116937150035]
[null,0.29599999999999999,-2124.3066813508681,-1846.1801807432039]
[null,0.29699999999999999,-2123.434083454094,-1844.5501083048666]
[null,0.29799999999999999,-2122.5618439928953,-1842.9214751280826]
[null,0.29899999999999999,-2121.689962820039,-1841.2942799420653]
[null,0.3,-2120.818439788352,-1839.6685214771505]
[null,0.30099999999999999,-2119.9472747507202,-1838.044198464795]
[null,0.30199999999999999,-2119.0764675600917,-1836.421309637575]
[null,0.30299999999999999,-2118.2060180694739,-1834.7998537291871]
[null,0.30399999999999999,-2117.3359261319356,-1833.1798294744444]
[null,0.30499999999999999,-2116.4661916006044,-1831.5612356092786]
[null,0.30599999999999999,-2115.5968143286696,-1829.9440708707364]
[null,0.307,-2114.7277941693806,-1828.3283339969803]
[null,0.308,-2113.8591309760468,-1826.7140237272863]
[null,0.309,-2112.9908246020373,-1825.1011388020438]
[null,0.31,-2112.1228749007828,-1823.4896779627552]
[null,0.311,-2111.2552817257729,-1821.8796399520324]
[null,0.312,-2110.388044930558,-1820.2710235135992]
[null,0.313,-2109.5211643687485,-1818.6638273922877]
[null,0.314,-2108.6546398940154,-1817.0580503340379]
[null,0.315,-2107.7884713600893,-1815.4536910858978]
[null,0.316,-2106.9226586207606,-1813.8507483960216]
[null,0.317,-2106.0572015298803,-1812.2492210136688]
[null,0.318,-2105.1920999413592,-1810.6491076892028]
[null,0.31900000000000001,-2104.3273537091691,-1809.0504071740907]
[null,0.32,-2103.4629626873398,-1807.4531182209021]
[null,0.32100000000000001,-2102.5989267299619,-1805.8572395833075]
[null,0.32200000000000001,-2101.7352456911872,-1804.2627700160788]
[null,0.32300000000000001,-2100.8719194252262,-1802.6697082750859]
[null,0.32400000000000001,-2100.0089477863485,-1801.0780531172989]
[null,0.32500000000000001,-2099.1463306288856,-1799.487803300784]
[null,0.32600000000000001,-2098.284067807228,-1797.8989575847049]
[null,0.32700000000000001,-2097.4221591758242,-1796.3115147293199]
[null,0.32800000000000001,-2096.5606045891855,-1794.7254734959834]
[null,0.32900000000000001,-2095.6994039018814,-1793.1408326471417]
[null,0.33,-2094.8385569685402,-1791.5575909463353]
[null,0.33100000000000002,-2093.9780636438518,-1789.9757471581956]
[null,0.33200000000000002,-2093.117923782565,-1788.3953000484446]
[null,0.33300000000000002,-2092.258137239488,-1786.8162483838955]
[null,0.33400000000000002,-2091.3987038694886,-1785.2385909324482]
[null,0.33500000000000002,-2090.5396235274957,-1783.6623264630921]
[null,0.33600000000000002,-2089.6808960684953,-1782.0874537459035]
[null,0.33700000000000002,-2088.8225213475348,-1780.5139715520431]
[null,0.33800000000000002,-2087.96449921972,-1778.9418786537578]
[null,0.33900000000000002,-2087.1068295402174,-1777.371173824379]
[null,0.34,-2086.2495121642523,-1775.8018558383196]
[null,0.34100000000000003,-2085.3925469471096,-1774.2339234710767]
[null,0.34200000000000003,-2084.5359337441337,-1772.6673754992269]
[null,0.34300000000000003,-2083.679672410728,-1771.1022107004273]
[null,0.34400000000000003,-2082.8237628023553,-1769.5384278534145]
[null,0.34500000000000003,-2081.9682047745391,-1767.9760257380042]
[null,0.34600000000000003,-2081.1129981828608,-1766.415003135088]
[null,0.34700000000000003,-2080.2581428829617,-1764.8553588266345]
[null,0.34800000000000003,-2079.4036387305409,-1763.2970915956882]
[null,0.34900000000000003,-2078.5494855813604,-1761.7402002263675]
[null,0.35000000000000003,-2077.6956832912379,-1760.1846835038646]
[null,0.35100000000000003,-2076.8422317160516,-1758.6305402144442]
[null,0.35199999999999998,-2075.9891307117387,-1757.077769145443]
[null,0.35299999999999998,-2075.1363801342968,-1755.5263690852682]
[null,0.35399999999999998,-2074.2839798397808,-1753.9763388233962]
[null,0.35499999999999998,-2073.4319296843059,-1752.4276771503733]
[null,0.35599999999999998,-2072.580229524046,-1750.8803828578129]
[null,0.35699999999999998,-2071.7288792152344,-1749.3344547383958]
[null,0.35799999999999998,-2070.8778786141625,-1747.7898915858686]
[null,0.35899999999999999,-2070.0272275771817,-1746.2466921950422]
[null,0.36,-2069.1769259607026,-1744.7048553617931]
[null,0.36099999999999999,-2068.3269736211937,-1743.1643798830596]
[null,0.36199999999999999,-2067.4773704151844,-1741.6252645568438]
[null,0.36299999999999999,-2066.6281161992597,-1740.0875081822069]
[null,0.36399999999999999,-2065.7792108300673,-1738.5511095592728]
[null,0.36499999999999999,-2064.9306541643109,-1737.0160674892229]
[null,0.36599999999999999,-2064.0824460587546,-1735.4823807742982]
[null,0.36699999999999999,-2063.2345863702208,-1733.9500482177975]
[null,0.36799999999999999,-2062.3870749555908,-1732.419068624075]
[null,0.36899999999999999,-2061.5399116718049,-1730.889440798541]
[null,0.37,-2060.6930963758618,-1729.3611635476614]
[null,0.371,-2059.8466289248195,-1727.8342356789556]
[null,0.372,-2059.0005091757939,-1726.3086560009947]
[null,0.373,-2058.15473698596,-1724.7844233234034]
[null,0.374,-2057.309312212552,-1723.2615364568569]
[null,0.375,-2056.4642347128615,-1721.7399942130801]
[null,0.376,-2055.6195043442399,-1720.2197954048465]
[null,0.377,-2054.7751209640969,-1718.7009388459801]
[null,0.378,-2053.9310844299002,-1717.18342335135]
[null,0.379,-2053.0873945991766,-1715.6672477368725]
[null,0.38,-2052.2440513295114,-1714.1524108195099]
[null,0.38100000000000001,-2051.4010544785488,-1712.6389114172678]
[null,0.38200000000000001,-2050.55840390399,-1711.1267483491965]
[null,0.38300000000000001,-2049.716099463596,-1709.6159204353889]
[null,0.38400000000000001,-2048.8741410151865,-1708.1064264969791]
[null,0.38500000000000001,-2048.0325284166379,-1706.5982653561425]
[null,0.38600000000000001,-2047.1912615258866,-1705.0914358360949]
[null,0.38700000000000001,-2046.3503402009264,-1703.5859367610899]
[null,0.38800000000000001,-2045.5097642998103,-1702.0817669564206]
[null,0.38900000000000001,-2044.6695336806492,-1700.5789252484165]
[null,0.39,-2043.8296482016115,-1699.0774104644431]
[null,0.39100000000000001,-2042.9901077209254,-1697.5772214329024]
[null,0.39200000000000002,-2042.1509120968763,-1696.0783569832295]
[null,0.39300000000000002,-2041.3120611878069,-1694.5808159458941]
[null,0.39400000000000002,-2040.4735548521212,-1693.0845971523977]
[null,0.39500000000000002,-2039.6353929482775,-1691.5896994352743]
[null,0.39600000000000002,-2038.7975753347953,-1690.0961216280887]
[null,0.39700000000000002,-2037.9601018702506,-1688.6038625654348]
[null,0.39800000000000002,-2037.1229724132779,-1687.1129210829354]
[null,0.39900000000000002,-2036.28618682257,-1685.6232960172433]
[null,0.4,-2035.4497449568773,-1684.1349862060358]
[null,0.40100000000000002,-2034.6136466750086,-1682.6479904880186]
[null,0.40200000000000002,-2033.7778918358304,-1681.1623077029215]
[null,0.40300000000000002,-2032.9424802982674,-1679.6779366914989]
[null,0.40400000000000003,-2032.1074119213022,-1678.1948762955296]
[null,0.40500000000000003,-2031.2726865639754,-1676.7131253578143]
[null,0.40600000000000003,-2030.438304085385,-1675.2326827221752]
[null,0.40700000000000003,-2029.6042643446874,-1673.7535472334562]
[null,0.40800000000000003,-2028.7705672010975,-1672.2757177375206]
[null,0.40900000000000003,-2027.9372125138862,-1670.7991930812511]
[null,0.41000000000000003,-2027.1042001423837,-1669.3239721125474]
[null,0.41100000000000003,-2026.2715299459774,-1667.8500536803276]
[null,0.41200000000000003,-2025.4392017841126,-1666.3774366345262]
[null,0.41300000000000003,-2024.6072155162933,-1664.9061198260927]
[null,0.41400000000000003,-2023.775571002079,-1663.4361021069906]
[null,0.41500000000000004,-2022.9442681010883,-1661.9673823301982]
[null,0.41600000000000004,-2022.1133066729979,-1660.4999593497059]
[null,0.41699999999999998,-2021.2826865775417,-1659.0338320205167]
[null,0.41799999999999998,-2020.4524076745097,-1657.568999198643]
[null,0.41899999999999998,-2019.6224698237525,-1656.1054597411087]
[null,0.42,-2018.7928728851757,-1654.6432125059462]
[null,0.42099999999999999,-2017.9636167187439,-1653.1822563521969]
[null,0.42199999999999999,-2017.1347011844778,-1651.7225901399083]
[null,0.42299999999999999,-2016.3061261424571,-1650.2642127301358]
[null,0.42399999999999999,-2015.4778914528188,-1648.8071229849395]
[null,0.42499999999999999,-2014.6499969757565,-1647.3513197673853]
[null,0.42599999999999999,-2013.8224425715209,-1645.8968019415408]
[null,0.42699999999999999,-2012.9952281004221,-1644.4435683724798]
[null,0.42799999999999999,-2012.1683534228259,-1642.9916179262748]
[null,0.42899999999999999,-2011.3418183991557,-1641.540949470002]
[null,0.43,-2010.515622889892,-1640.0915618717368]
[null,0.43099999999999999,-2009.6897667555745,-1638.6434540005534]
[null,0.432,-2008.8642498567972,-1637.1966247265268]
[null,0.433,-2008.0390720542136,-1635.751072920727]
[null,0.434,-2007.2142332085336,-1634.3067974552223]
[null,0.435,-2006.3897331805242,-1632.863797203077]
[null,0.436,-2005.5655718310106,-1631.422071038349]
[null,0.437,-2004.7417490208734,-1629.9816178360925]
[null,0.438,-2003.9182646110523,-1628.5424364723533]
[null,0.439,-2003.0951184625421,-1627.1045258241695]
[null,0.44,-2002.2723104363968,-1625.6678847695725]
[null,0.441,-2001.4498403937257,-1624.2325121875824]
[null,0.442,-2000.6277081956966,-1622.7984069582099]
[null,0.443,-1999.805913703533,-1621.3655679624544]
[null,0.44400000000000001,-1998.9844567785158,-1619.9339940823036]
[null,0.44500000000000001,-1998.163337281984,-1618.5036842007321]
[null,0.44600000000000001,-1997.3425550753323,-1617.0746372017006]
[null,0.44700000000000001,-1996.5221100200122,-1615.6468519701552]
[null,0.44800000000000001,-1995.7020019775334,-1614.2203273920279]
[null,0.44900000000000001,-1994.8822308094614,-1612.7950623542317]
[null,0.45,-1994.0627963774184,-1611.3710557446648]
[null,0.45100000000000001,-1993.2436985430847,-1609.9483064522065]
[null,0.45200000000000001,-1992.4249371681963,-1608.5268133667164]
[null,0.45300000000000001,-1991.6065121145457,-1607.1065753790356]
[null,0.45400000000000001,-1990.788423243984,-1605.6875913809833]
[null,0.45500000000000002,-1989.9706704184164,-1604.2698602653586]
[null,0.45600000000000002,-1989.1532534998078,-1602.8533809259363]
[null,0.45700000000000002,-1988.3361723501771,-1601.4381522574699]
[null,0.45800000000000002,-1987.5194268316011,-1600.0241731556871]
[null,0.45900000000000002,-1986.703016806214,-1598.6114425172918]
[null,0.46,-1985.8869421362053,-1597.1999592399616]
[null,0.46100000000000002,-1985.0712026838214,-1595.7897222223471]
[null,0.46200000000000002,-1984.2557983113661,-1594.3807303640722]
[null,0.46300000000000002,-1983.4407288811985,-1592.9729825657312]
[null,0.46400000000000002,-1982.6259942557358,-1591.5664777288896]
[null,0.46500000000000002,-1981.8115942974498,-1590.1612147560836]
[null,0.46600000000000003,-1980.9975288688706,-1588.7571925508171]
[null,0.46700000000000003,-1980.1837978325843,-1587.3544100175627]
[null,0.46800000000000003,-1979.3704010512317,-1585.9528660617605]
[null,0.46900000000000003,-1978.5573383875123,-1584.5525595898171]
[null,0.47000000000000003,-1977.744609704182,-1583.1534895091038]
[null,0.47100000000000003,-1976.9322148640508,-1581.7556547279576]
[null,0.47200000000000003,-1976.1201537299874,-1580.3590541556785]
[null,0.47300000000000003,-1975.3084261649155,-1578.9636867025306]
[null,0.47400000000000003,-1974.4970320318159,-1577.5695512797399]
[null,0.47500000000000003,-1973.685971193725,-1576.1766467994923]
[null,0.47600000000000003,-1972.8752435137358,-1574.7849721749369]
[null,0.47700000000000004,-1972.0648488549975,-1573.3945263201792]
[null,0.47800000000000004,-1971.2547870807159,-1572.0053081502863]
[null,0.47900000000000004,-1970.4450580541516,-1570.6173165812816]
[null,0.48,-1969.6356616386233,-1569.230550530146]
[null,0.48099999999999998,-1968.8265976975047,-1567.8450089148171]
[null,0.48199999999999998,-1968.0178660942261,-1566.4606906541869]
[null,0.48299999999999998,-1967.2094666922731,-1565.0775946681028]
[null,0.48399999999999999,-1966.4013993551882,-1563.6957198773657]
[null,0.48499999999999999,-1965.5936639465694,-1562.3150652037295]
[null,0.48599999999999999,-1964.7862603300716,-1560.9356295698999]
[null,0.48699999999999999,-1963.9791883694047,-1559.5574118995337]
[null,0.48799999999999999,-1963.1724479283355,-1558.1804111172385]
[null,0.48899999999999999,-1962.3660388706849,-1556.8046261485706]
[null,0.49,-1961.5599610603326,-1555.4300559200362]
[null,0.49099999999999999,-1960.754214361212,-1554.0566993590878]
[null,0.49199999999999999,-1959.9487986373131,-1552.6845553941264]
[null,0.49299999999999999,-1959.1437137526818,-1551.313622954498]
[null,0.49399999999999999,-1958.3389595714198,-1549.9439009704952]
[null,0.495,-1957.5345359576845,-1548.5753883733532]
[null,0.496,-1956.7304427756899,-1547.2080840952526]
[null,0.497,-1955.9266798897042,-1545.8419870693165]
[null,0.498,-1955.1232471640528,-1544.4770962296088]
[null,0.499,-1954.3201444631165,-1543.1134105111366]
[null,0.5,-1953.5173716513311,-1541.750928849845]
[null,0.501,-1952.7149285931882,-1540.3896501826202]
[null,0.502,-1951.9128151532368,-1539.0295734472872]
[null,0.503,-1951.111031196079,-1537.6706975826073]
[null,0.504,-1950.3095765863739,-1536.3130215282806]
[null,0.505,-1949.5084511888365,-1534.956544224942]
[null,0.50600000000000001,-1948.7076548682369,-1533.601264614163]
[null,0.50700000000000001,-1947.9071874893996,-1532.247181638448]
[null,0.50800000000000001,-1947.1070489172071,-1530.894294241237]
[null,0.50900000000000001,-1946.3072390165953,-1529.5426013669014]
[null,0.51,-1945.5077576525566,-1528.1921019607457]
[null,0.51100000000000001,-1944.7086046901384,-1526.8427949690047]
[null,0.51200000000000001,-1943.9097799944439,-1525.4946793388444]
[null,0.51300000000000001,-1943.1112834306314,-1524.1477540183596]
[null,0.51400000000000001,-1942.3131148639145,-1522.8020179565747]
[null,0.51500000000000001,-1941.5152741595628,-1521.4574701034417]
[null,0.51600000000000001,-1940.7177611829006,-1520.1141094098396]
[null,0.51700000000000002,-1939.9205757993079,-1518.7719348275739]
[null,0.51800000000000002,-1939.1237178742197,-1517.4309453093756]
[null,0.51900000000000002,-1938.3271872731266,-1516.0911398089002]
[null,0.52,-1937.530983861574,-1514.7525172807273]
[null,0.52100000000000002,-1936.7351075051627,-1513.4150766803591]
[null,0.52200000000000002,-1935.9395580695491,-1512.0788169642208]
[null,0.52300000000000002,-1935.1443354204446,-1510.7437370896582]
[null,0.52400000000000002,-1934.3494394236154,-1509.409836014938]
[null,0.52500000000000002,-1933.5548699448832,-1508.0771126992474]
[null,0.52600000000000002,-1932.7606268501252,-1506.7455661026911]
[null,0.52700000000000002,-1931.9667100052723,-1505.4151951862937]
[null,0.52800000000000002,-1931.1731192763114,-1504.0859989119956]
[null,0.52900000000000003,-1930.379854529285,-1502.7579762426546]
[null,0.53,-1929.5869156302902,-1501.4311261420439]
[null,0.53100000000000003,-1928.7943024454776,-1500.1054475748524]
[null,0.53200000000000003,-1928.0020148410561,-1498.780939506682]
[null,0.53300000000000003,-1927.210052683286,-1497.4576009040481]
[null,0.53400000000000003,-1926.4184158384853,-1496.1354307343795]
[null,0.53500000000000003,-1925.6271041730249,-1494.8144279660162]
[null,0.53600000000000003,-1924.8361175533314,-1493.4945915682088]
[null,0.53700000000000003,-1924.0454558458869,-1492.175920511118]
[null,0.53800000000000003,-1923.2551189172273,-1490.8584137658142]
[null,0.53900000000000003,-1922.4651066339436,-1489.542070304276]
[null,0.54,-1921.6754188626824,-1488.2268890993905]
[null,0.54100000000000004,-1920.8860554701441,-1486.9128691249496]
[null,0.54200000000000004,-1920.0970163230843,-1485.6000093556538]
[null,0.54300000000000004,-1919.3083012883128,-1484.2883087671073]
[null,0.54400000000000004,-1918.5199102326949,-1482.9777663358193]
[null,0.54500000000000004,-1917.7318430231503,-1481.6683810392026]
[null,0.54600000000000004,-1916.944099526653,-1480.3601518555724]
[null,0.54700000000000004,-1916.1566796102322,-1479.0530777641472]
[null,0.54800000000000004,-1915.3695831409714,-1477.7471577450456]
[null,0.54900000000000004,-1914.5828099860084,-1476.4423907792875]
[null,0.55000000000000004,-1913.7963600125368,-1475.1387758487922]
[null,0.55100000000000005,-1913.0102330878026,-1473.8363119363776]
[null,0.55200000000000005,-1912.2244290791089,-1472.5349980257599]
[null,0.55300000000000005,-1911.4389478538112,-1471.2348331015526]
[null,0.55400000000000005,-1910.6537892793206,-1469.9358161492667]
[null,0.55500000000000005,-1909.8689532231024,-1468.637946155307]
[null,0.55600000000000005,-1909.0844395526758,-1467.341222106975]
[null,0.55700000000000005,-1908.3002481356157,-1466.0456429924654]
[null,0.55800000000000005,-1907.5163788395505,-1464.751207800867]
[null,0.55900000000000005,-1906.7328315321627,-1463.4579155221597]
[null,0.56000000000000005,-1905.9496060811894,-1462.1657651472174]
[null,0.56100000000000005,-1905.1667023544228,-1460.8747556678031]
[null,0.56200000000000006,-1904.3841202197086,-1459.5848860765707]
[null,0.56300000000000006,-1903.6018595449466,-1458.2961553670639]
[null,0.56400000000000006,-1902.8199201980915,-1457.0085625337144]
[null,0.56500000000000006,-1902.0383020471525,-1455.7221065718425]
[null,0.56600000000000006,-1901.2570049601911,-1454.4367864776543]
[null,0.56700000000000006,-1900.4760288053258,-1453.1526012482441]
[null,0.56800000000000006,-1899.6953734507276,-1451.8695498815898]
[null,0.56900000000000006,-1898.9150387646209,-1450.5876313765552]
[null,0.57000000000000006,-1898.1350246152865,-1449.3068447328878]
[null,0.57100000000000006,-1897.3553308710575,-1448.0271889512182]
[null,0.57200000000000006,-1896.5759574003209,-1446.7486630330591]
[null,0.57300000000000006,-1895.79690407152,-1445.4712659808049]
[null,0.57400000000000007,-1895.0181707531497,-1444.1949967977314]
[null,0.57500000000000007,-1894.23975731376,-1442.9198544879944]
[null,0.57600000000000007,-1893.4616636219548,-1441.645838056628]
[null,0.57699999999999996,-1892.683889546392,-1440.3729465095453]
[null,0.57799999999999996,-1891.906434955783,-1439.1011788535379]
[null,0.57899999999999996,-1891.1292997188937,-1437.8305340962729]
[null,0.57999999999999996,-1890.3524837045441,-1436.5610112462953]
[null,0.58099999999999996,-1889.5759867816073,-1435.2926093130238]
[null,0.58199999999999996,-1888.7998088190107,-1434.0253273067531]
[null,0.58299999999999996,-1888.023949685735,-1432.7591642386503]
[null,0.58399999999999996,-1887.2484092508164,-1431.4941191207572]
[null,0.58499999999999996,-1886.4731873833427,-1430.2301909659866]
[null,0.58599999999999997,-1885.6982839524569,-1428.9673787881241]
[null,0.58699999999999997,-1884.9236988273551,-1427.7056816018251]
[null,0.58799999999999997,-1884.1494318772882,-1426.4450984226146]
[null,0.58899999999999997,-1883.3754829715583,-1425.1856282668884]
[null,0.59,-1882.6018519795248,-1423.9272701519092]
[null,0.59099999999999997,-1881.8285387705973,-1422.6700230958083]
[null,0.59199999999999997,-1881.0555432142412,-1421.4138861175838]
[null,0.59299999999999997,-1880.2828651799748,-1420.1588582371]
[null,0.59399999999999997,-1879.5105045373705,-1418.9049384750858]
[null,0.59499999999999997,-1878.7384611560528,-1417.6521258531361]
[null,0.59599999999999997,-1877.966734905702,-1416.4004193937087]
[null,0.59699999999999998,-1877.19532565605,-1415.149818120125]
[null,0.59799999999999998,-1876.4242332768836,-1413.9003210565681]
[null,0.59899999999999998,-1875.6534576380416,-1412.6519272280837]
[null,0.6,-1874.8829986094177,-1411.4046356605775]
[null,0.60099999999999998,-1874.1128560609577,-1410.1584453808155]
[null,0.60199999999999998,-1873.3430298626629,-1408.9133554164234]
[null,0.60299999999999998,-1872.5735198845859,-1407.6693647958843]
[null,0.60399999999999998,-1871.8043259968331,-1406.4264725485409]
[null,0.60499999999999998,-1871.0354480695655,-1405.1846777045914]
[null,0.60599999999999998,-1870.2668859729954,-1403.9439792950907]
[null,0.60699999999999998,-1869.4986395773908,-1402.7043763519496]
[null,0.60799999999999998,-1868.7307087530705,-1401.4658679079332]
[null,0.60899999999999999,-1867.9630933704086,-1400.228452996661]
[null,0.61,-1867.1957932998316,-1398.9921306526055]
[null,0.61099999999999999,-1866.4288084118195,-1397.756899911092]
[null,0.61199999999999999,-1865.6621385769047,-1396.522759808297]
[null,0.61299999999999999,-1864.8957836656734,-1395.2897093812485]
[null,0.61399999999999999,-1864.1297435487659,-1394.0577476678245]
[null,0.61499999999999999,-1863.3640180968735,-1392.8268737067528]
[null,0.61599999999999999,-1862.5986071807415,-1391.5970865376094]
[null,0.61699999999999999,-1861.8335106711702,-1390.3683852008194]
[null,0.61799999999999999,-1861.0687284390099,-1389.1407687376534]
[null,0.61899999999999999,-1860.3042603551662,-1387.9142361902298]
[null,0.62,-1859.5401062905962,-1386.6887866015127]
[null,0.621,-1858.7762661163119,-1385.464419015311]
[null,0.622,-1858.0127397033759,-1384.2411324762775]
[null,0.623,-1857.2495269229053,-1383.0189260299094]
[null,0.624,-1856.4866276460705,-1381.7977987225449]
[null,0.625,-1855.7240417440933,-1380.577749601367]
[null,0.626,-1854.9617690882492,-1379.3587777143973]
[null,0.627,-1854.1998095498675,-1378.1408821104992]
[null,0.628,-1853.4381630003288,-1376.9240618393762]
[null,0.629,-1852.676829311067,-1375.7083159515703]
[null,0.63,-1851.9158083535694,-1374.493643498462]
[null,0.63100000000000001,-1851.1550999993758,-1373.2800435322688]
[null,0.63200000000000001,-1850.3947041200788,-1372.0675151060459]
[null,0.63300000000000001,-1849.6346205873224,-1370.8560572736844]
[null,0.63400000000000001,-1848.8748492728064,-1369.6456690899104]
[null,0.63500000000000001,-1848.11539004828,-1368.4363496102853]
[null,0.63600000000000001,-1847.3562427855468,-1367.2280978912031]
[null,0.63700000000000001,-1846.5974073564632,-1366.0209129898924]
[null,0.63800000000000001,-1845.8388836329375,-1364.8147939644134]
[null,0.63900000000000001,-1845.0806714869309,-1363.6097398736579]
[null,0.64,-1844.3227707904575,-1362.4057497773495]
[null,0.64100000000000001,-1843.5651814155835,-1361.2028227360408]
[null,0.64200000000000002,-1842.8079032344276,-1360.0009578111149]
[null,0.64300000000000002,-1842.0509361191621,-1358.8001540647829]
[null,0.64400000000000002,-1841.2942799420102,-1357.6004105600853]
[null,0.64500000000000002,-1840.5379345752485,-1356.4017263608873]
[null,0.64600000000000002,-1839.7818998912064,-1355.2041005318831]
[null,0.64700000000000002,-1839.0261757622648,-1354.0075321385918]
[null,0.64800000000000002,-1838.2707620608574,-1352.8120202473572]
[null,0.64900000000000002,-1837.5156586594703,-1351.6175639253486]
[null,0.65,-1836.7608654306428,-1350.4241622405573]
[null,0.65100000000000002,-1836.0063822469654,-1349.2318142617989]
[null,0.65200000000000002,-1835.2522089810814,-1348.0405190587107]
[null,0.65300000000000002,-1834.4983455056865,-1346.8502757017518]
[null,0.65400000000000003,-1833.7447916935289,-1345.6610832622014]
[null,0.65500000000000003,-1832.9915474174074,-1344.4729408121586]
[null,0.65600000000000003,-1832.238612550176,-1343.2858474245427]
[null,0.65700000000000003,-1831.4859869647385,-1342.0998021730907]
[null,0.65800000000000003,-1830.733670534052,-1340.9148041323583]
[null,0.65900000000000003,-1829.9816631311251,-1339.7308523777174]
[null,0.66,-1829.2299646290196,-1338.5479459853568]
[null,0.66100000000000003,-1828.4785749008481,-1337.3660840322809]
[null,0.66200000000000003,-1827.7274938197772,-1336.1852655963089]
[null,0.66300000000000003,-1826.9767212590234,-1335.0054897560747]
[null,0.66400000000000003,-1826.2262570918565,-1333.8267555910247]
[null,0.66500000000000004,-1825.4761011915982,-1332.6490621814194]
[null,0.66600000000000004,-1824.7262534316228,-1331.4724086083302]
[null,0.66700000000000004,-1823.9767136853557,-1330.2967939536411]
[null,0.66800000000000004,-1823.227481826274,-1329.1222173000456]
[null,0.66900000000000004,-1822.4785577279081,-1327.9486777310474]
[null,0.67,-1821.7299412638397,-1326.77617433096]
[null,0.67100000000000004,-1820.9816323077021,-1325.6047061849047]
[null,0.67200000000000004,-1820.2336307331805,-1324.4342723788116]
[null,0.67300000000000004,-1819.4859364140125,-1323.2648719994158]
[null,0.67400000000000004,-1818.7385492239878,-1322.0965041342611]
[null,0.67500000000000004,-1817.9914690369469,-1320.9291678716957]
[null,0.67600000000000005,-1817.2446957267828,-1319.7628623008732]
[null,0.67700000000000005,-1816.4982291674407,-1318.5975865117507]
[null,0.67800000000000005,-1815.752069232916,-1317.43333959509]
[null,0.67900000000000005,-1815.0062157972582,-1316.2701206424545]
[null,0.68,-1814.2606687345663,-1315.1079287462107]
[null,0.68100000000000005,-1813.5154279189924,-1313.9467629995258]
[null,0.68200000000000005,-1812.7704932247402,-1312.7866224963677]
[null,0.68300000000000005,-1812.0258645260644,-1311.6275063315052]
[null,0.68400000000000005,-1811.2815416972717,-1310.4694136005046]
[null,0.68500000000000005,-1810.5375246127201,-1309.3123433997328]
[null,0.68600000000000005,-1809.7938131468202,-1308.1562948263527]
[null,0.68700000000000006,-1809.0504071740331,-1307.0012669783262]
[null,0.68800000000000006,-1808.3073065688723,-1305.8472589544099]
[null,0.68900000000000006,-1807.5645112059017,-1304.694269854157]
[null,0.69000000000000006,-1806.8220209597384,-1303.5422987779164]
[null,0.69100000000000006,-1806.0798357050496,-1302.3913448268295]
[null,0.69200000000000006,-1805.3379553165546,-1301.2414071028331]
[null,0.69300000000000006,-1804.5963796690237,-1300.0924847086565]
[null,0.69400000000000006,-1803.8551086372795,-1298.9445767478207]
[null,0.69500000000000006,-1803.1141420961951,-1297.7976823246383]
[null,0.69600000000000006,-1802.3734799206954,-1296.6518005442135]
[null,0.69700000000000006,-1801.633121985757,-1295.50693051244]
[null,0.69800000000000006,-1800.8930681664071,-1294.3630713360012]
[null,0.69900000000000007,-1800.1533183377246,-1293.220222122369]
[null,0.70000000000000007,-1799.4138723748404,-1292.0783819798032]
[null,0.70100000000000007,-1798.6747301529354,-1290.9375500173517]
[null,0.70200000000000007,-1797.9358915472428,-1289.7977253448482]
[null,0.70300000000000007,-1797.197356433046,-1288.6589070729135]
[null,0.70399999999999996,-1796.4591246856812,-1287.5210943129523]
[null,0.70499999999999996,-1795.7211961805347,-1286.3842861771548]
[null,0.70599999999999996,-1794.9835707930438,-1285.2484817784948]
[null,0.70699999999999996,-1794.2462483986976,-1284.113680230729]
[null,0.70799999999999996,-1793.5092288730366,-1282.9798806483975]
[null,0.70899999999999996,-1792.7725120916507,-1281.8470821468211]
[null,0.71,-1792.0360979301836,-1280.7152838421025]
[null,0.71099999999999997,-1791.2999862643276,-1279.5844848511244]
[null,0.71199999999999997,-1790.5641769698275,-1278.4546842915497]
[null,0.71299999999999997,-1789.8286699224786,-1277.3258812818201]
[null,0.71399999999999997,-1789.0934649981273,-1276.198074941155]
[null,0.71499999999999997,-1788.3585620726712,-1275.0712643895529]
[null,0.71599999999999997,-1787.6239610220587,-1273.9454487477883]
[null,0.71699999999999997,-1786.8896617222892,-1272.8206271374117]
[null,0.71799999999999997,-1786.1556640494132,-1271.6967986807501]
[null,0.71899999999999997,-1785.4219678795314,-1270.5739625009055]
[null,0.72,-1784.6885730887957,-1269.452117721753]
[null,0.72099999999999997,-1783.95547955341,-1268.3312634679426]
[null,0.72199999999999998,-1783.2226871496277,-1267.2113988648962]
[null,0.72299999999999998,-1782.4901957537536,-1266.0925230388082]
[null,0.72399999999999998,-1781.7580052421431,-1264.974635116645]
[null,0.72499999999999998,-1781.0261154912025,-1263.8577342261431]
[null,0.72599999999999998,-1780.2945263773884,-1262.7418194958095]
[null,0.72699999999999998,-1779.5632377772095,-1261.626890054921]
[null,0.72799999999999998,-1778.8322495672232,-1260.5129450335228]
[null,0.72899999999999998,-1778.1015616240397,-1259.3999835624277]
[null,0.73,-1777.3711738243187,-1258.2880047732174]
[null,0.73099999999999998,-1776.6410860447704,-1257.1770077982392]
[null,0.73199999999999998,-1775.9112981621563,-1256.0669917706061]
[null,0.73299999999999998,-1775.1818100532882,-1254.9579558241983]
[null,0.73399999999999999,-1774.4526215950286,-1253.8498990936589]
[null,0.73499999999999999,-1773.7237326642901,-1252.7428207143962]
[null,0.73599999999999999,-1772.9951431380371,-1251.6367198225817]
[null,0.73699999999999999,-1772.2668528932827,-1250.5315955551482]
[null,0.73799999999999999,-1771.5388618070924,-1249.427447049793]
[null,0.73899999999999999,-1770.811169756581,-1248.3242734449732]
[null,0.74,-1770.0837766189143,-1247.2220738799067]
[null,0.74099999999999999,-1769.3566822713076,-1246.1208474945718]
[null,0.74199999999999999,-1768.6298865910285,-1245.0205934297055]
[null,0.74299999999999999,-1767.9033894553936,-1243.9213108268045]
[null,0.74399999999999999,-1767.1771907417694,-1242.8229988281225]
[null,0.745,-1766.4512903275745,-1241.7256565766713]
[null,0.746,-1765.7256880902771,-1240.6292832162192]
[null,0.747,-1765.0003839073945,-1239.5338778912901]
[null,0.748,-1764.2753776564969,-1238.439439747164]
[null,0.749,-1763.5506692152017,-1237.3459679298744]
[null,0.75,-1762.8262584611793,-1236.2534615862096]
[null,0.751,-1762.1021452721484,-1235.1619198637118]
[null,0.752,-1761.3783295258793,-1234.0713419106742]
[null,0.753,-1760.6548111001914,-1232.9817268761435]
[null,0.754,-1759.9315898729556,-1231.8930739099176]
[null,0.755,-1759.2086657220918,-1230.8053821625442]
[null,0.75600000000000001,-1758.4860385255702,-1229.7186507853216]
[null,0.75700000000000001,-1757.7637081614114,-1228.6328789302975]
[null,0.75800000000000001,-1757.0416745076864,-1227.5480657502683]
[null,0.75900000000000001,-1756.3199374425155,-1226.4642103987785]
[null,0.76,-1755.59849684407,-1225.381312030119]
[null,0.76100000000000001,-1754.8773525905706,-1224.299369799329]
[null,0.76200000000000001,-1754.1565045602879,-1223.2183828621928]
[null,0.76300000000000001,-1753.4359526315432,-1222.1383503752402]
[null,0.76400000000000001,-1752.7156966827069,-1221.0592714957456]
[null,0.76500000000000001,-1751.9957365922003,-1219.9811453817281]
[null,0.76600000000000001,-1751.2760722384937,-1218.9039711919493]
[null,0.76700000000000002,-1750.5567035001084,-1217.8277480859144]
[null,0.76800000000000002,-1749.8376302556151,-1216.7524752238705]
[null,0.76900000000000002,-1749.1188523836329,-1215.6781517668055]
[null,0.77,-1748.4003697628336,-1214.6047768764488]
[null,0.77100000000000002,-1747.6821822719367,-1213.5323497152704]
[null,0.77200000000000002,-1746.9642897897122,-1212.4608694464782]
[null,0.77300000000000002,-1746.2466921949799,-1211.3903352340205]
[null,0.77400000000000002,-1745.5293893666098,-1210.3207462425833]
[null,0.77500000000000002,-1744.8123811835203,-1209.2521016375895]
[null,0.77600000000000002,-1744.0956675246814,-1208.1844005851999]
[null,0.77700000000000002,-1743.3792482691115,-1207.1176422523108]
[null,0.77800000000000002,-1742.6631232958789,-1206.0518258065542]
[null,0.77900000000000003,-1741.947292484102,-1204.9869504162973]
[null,0.78,-1741.2317557129484,-1203.9230152506414]
[null,0.78100000000000003,-1740.5165128616356,-1202.8600194794219]
[null,0.78200000000000003,-1739.8015638094305,-1201.7979622732062]
[null,0.78300000000000003,-1739.08690843565,-1200.7368428032946]
[null,0.78400000000000003,-1738.3725466196599,-1199.6766602417197]
[null,0.78500000000000003,-1737.6584782408765,-1198.6174137612441]
[null,0.78600000000000003,-1736.9447031787649,-1197.559102535361]
[null,0.78700000000000003,-1736.2312213128396,-1196.5017257382945]
[null,0.78800000000000003,-1735.5180325226654,-1195.445282544996]
[null,0.78900000000000003,-1734.8051366878556,-1194.3897721311466]
[null,0.79,-1734.0925336880732,-1193.3351936731553]
[null,0.79100000000000004,-1733.3802234030316,-1192.2815463481572]
[null,0.79200000000000004,-1732.6682057124926,-1191.2288293340152]
[null,0.79300000000000004,-1731.9564804962674,-1190.1770418093176]
[null,0.79400000000000004,-1731.2450476342169,-1189.1261829533776]
[null,0.79500000000000004,-1730.5339070062514,-1188.0762519462337]
[null,0.79600000000000004,-1729.8230584923303,-1187.0272479686475]
[null,0.79700000000000004,-1729.1125019724627,-1185.979170202105]
[null,0.79800000000000004,-1728.4022373267062,-1184.932017828814]
[null,0.79900000000000004,-1727.6922644351685,-1183.8857900317046]
[null,0.8,-1726.9825831780061,-1182.8404859944285]
[null,0.80100000000000005,-1726.2731934354244,-1181.7961049013588]
[null,0.80200000000000005,-1725.5640950876791,-1180.7526459375872]
[null,0.80300000000000005,-1724.8552880150744,-1179.7101082889264]
[null,0.80400000000000005,-1724.1467720979631,-1178.668491141907]
[null,0.80500000000000005,-1723.4385472167482,-1177.6277936837787]
[null,0.80600000000000005,-1722.7306132518818,-1176.5880151025078]
[null,0.80700000000000005,-1722.0229700838638,-1175.5491545867785]
[null,0.80800000000000005,-1721.3156175932443,-1174.5112113259906]
[null,0.80900000000000005,-1720.6085556606226,-1173.4741845102603]
[null,0.81,-1719.9017841666466,-1172.4380733304188]
[null,0.81100000000000005,-1719.1953029920128,-1171.4028769780111]
[null,0.81200000000000006,-1718.489112017468,-1170.3685946452965]
[null,0.81300000000000006,-1717.7832111238065,-1169.3352255252476]
[null,0.81400000000000006,-1717.0776001918725,-1168.3027688115492]
[null,0.81500000000000006,-1716.3722791025593,-1167.2712236985981]
[null,0.81600000000000006,-1715.6672477368079,-1166.2405893815028]
[null,0.81700000000000006,-1714.9625059756099,-1165.2108650560824]
[null,0.81800000000000006,-1714.2580537000044,-1164.1820499188655]
[null,0.81900000000000006,-1713.55389079108,-1163.1541431670903]
[null,0.82000000000000006,-1712.850017129974,-1162.1271439987042]
[null,0.82100000000000006,-1712.1464325978727,-1161.1010516123624]
[null,0.82200000000000006,-1711.4431370760108,-1160.075865207428]
[null,0.82300000000000006,-1710.7401304456725,-1159.0515839839704]
[null,0.82400000000000007,-1710.0374125881899,-1158.0282071427662]
[null,0.82500000000000007,-1709.3349833849443,-1157.0057338852966]
[null,0.82600000000000007,-1708.632842717366,-1155.9841634137488]
[null,0.82700000000000007,-1707.9309904669333,-1154.9634949310134]
[null,0.82800000000000007,-1707.2294265151736,-1153.9437276406866]
[null,0.82900000000000007,-1706.5281507436634,-1152.9248607470649]
[null,0.83000000000000007,-1705.8271630340269,-1151.9068934551506]
[null,0.83100000000000007,-1705.1264632679377,-1150.8898249706453]
[null,0.83200000000000007,-1704.4260513271174,-1149.873654499954]
[null,0.83299999999999996,-1703.7259270933366,-1148.8583812501806]
[null,0.83399999999999996,-1703.0260904484148,-1147.8440044291303]
[null,0.83499999999999996,-1702.3265412742189,-1146.8305232453072]
[null,0.83599999999999997,-1701.6272794526656,-1145.8179369079144]
[null,0.83699999999999997,-1700.9283048657194,-1144.8062446268534]
[null,0.83799999999999997,-1700.229617395393,-1143.7954456127231]
[null,0.83899999999999997,-1699.5312169237484,-1142.7855390768191]
[null,0.84,-1698.8331033328957,-1141.7765242311343]
[null,0.84099999999999997,-1698.135276504993,-1140.7684002883561]
[null,0.84199999999999997,-1697.4377363222475,-1139.7611664618685]
[null,0.84299999999999997,-1696.7404826669144,-1138.7548219657488]
[null,0.84399999999999997,-1696.0435154212971,-1137.7493660147688]
[null,0.84499999999999997,-1695.3468344677476,-1136.7447978243936]
[null,0.84599999999999997,-1694.6504396886664,-1135.7411166107806]
[null,0.84699999999999998,-1693.9543309665019,-1134.7383215907796]
[null,0.84799999999999998,-1693.258508183751,-1133.7364119819326]
[null,0.84899999999999998,-1692.5629712229593,-1132.7353870024708]
[null,0.85,-1691.8677199667197,-1131.7352458713174]
[null,0.85099999999999998,-1691.1727542976732,-1130.7359878080842]
[null,0.85199999999999998,-1690.4780740985113,-1129.7376120330719]
[null,0.85299999999999998,-1689.7836792519704,-1128.7401177672702]
[null,0.85399999999999998,-1689.0895696408379,-1127.7435042323571]
[null,0.85499999999999998,-1688.3957451479469,-1126.7477706506961]
[null,0.85599999999999998,-1687.7022056561809,-1125.7529162453391]
[null,0.85699999999999998,-1687.00895104847,-1124.7589402400229]
[null,0.85799999999999998,-1686.3159812077931,-1123.7658418591702]
[null,0.85899999999999999,-1685.6232960171765,-1122.7736203278882]
[null,0.86,-1684.9308953596956,-1121.7822748719689]
[null,0.86099999999999999,-1684.2387791184722,-1120.7918047178869]
[null,0.86199999999999999,-1683.5469471766783,-1119.8022090928007]
[null,0.86299999999999999,-1682.855399417532,-1118.8134872245503]
[null,0.86399999999999999,-1682.1641357243,-1117.8256383416583]
[null,0.86499999999999999,-1681.4731559802976,-1116.8386616733283]
[null,0.86599999999999999,-1680.7824600688868,-1115.8525564494437]
[null,0.86699999999999999,-1680.0920478734786,-1114.8673219005691]
[null,0.86799999999999999,-1679.4019192775313,-1113.8829572579473]
[null,0.86899999999999999,-1678.7120741645513,-1112.8994617535006]
[null,0.87,-1678.0225124180927,-1111.9168346198292]
[null,0.871,-1677.3332339217575,-1110.9350750902113]
[null,0.872,-1676.6442385591952,-1109.954182398601]
[null,0.873,-1675.9555262141043,-1108.9741557796303]
[null,0.874,-1675.267096770229,-1107.9949944686055]
[null,0.875,-1674.5789501113634,-1107.0166977015092]
[null,0.876,-1673.8910861213485,-1106.0392647149977]
[null,0.877,-1673.203504684072,-1105.062694746402]
[null,0.878,-1672.5162056834704,-1104.0869870337262]
[null,0.879,-1671.8291890035282,-1103.1121408156471]
[null,0.88,-1671.1424545282764,-1102.1381553315136]
[null,0.88100000000000001,-1670.4560021417949,-1101.1650298213469]
[null,0.88200000000000001,-1669.76983172821,-1100.1927635258387]
[null,0.88300000000000001,-1669.0839431716965,-1099.2213556863505]
[null,0.88400000000000001,-1668.3983363564764,-1098.250805544915]
[null,0.88500000000000001,-1667.7130111668191,-1097.2811123442332]
[null,0.88600000000000001,-1667.0279674870417,-1096.312275327675]
[null,0.88700000000000001,-1666.3432052015096,-1095.3442937392783]
[null,0.88800000000000001,-1665.658724194634,-1094.3771668237487]
[null,0.88900000000000001,-1664.9745243508751,-1093.4108938264583]
[null,0.89,-1664.2906055547394,-1092.4454739934458]
[null,0.89100000000000001,-1663.6069676907821,-1091.480906571416]
[null,0.89200000000000002,-1662.9236106436051,-1090.5171908077373]
[null,0.89300000000000002,-1662.2405342978575,-1089.5543259504445]
[null,0.89400000000000002,-1661.5577385382362,-1088.5923112482351]
[null,0.89500000000000002,-1660.8752232494851,-1087.6311459504702]
[null,0.89600000000000002,-1660.1929883163957,-1086.6708293071745]
[null,0.89700000000000002,-1659.5110336238067,-1085.7113605690336]
[null,0.89800000000000002,-1658.8293590566047,-1084.7527389873956]
[null,0.89900000000000002,-1658.1479644997225,-1083.7949638142691]
[null,0.9,-1657.4668498381411,-1082.8380343023236]
[null,0.90100000000000002,-1656.786014956888,-1081.881949704888]
[null,0.90200000000000002,-1656.1054597410387,-1080.9267092759512]
[null,0.90300000000000002,-1655.4251840757156,-1079.9723122701596]
[null,0.90400000000000003,-1654.7451878460872,-1079.0187579428186]
[null,0.90500000000000003,-1654.0654709373714,-1078.0660455498914]
[null,0.90600000000000003,-1653.3860332348311,-1077.1141743479966]
[null,0.90700000000000003,-1652.7068746237783,-1076.1631435944112]
[null,0.90800000000000003,-1652.0279949895698,-1075.2129525470666]
[null,0.90900000000000003,-1651.3493942176117,-1074.2636004645499]
[null,0.91,-1650.6710721933557,-1073.3150866061026]
[null,0.91100000000000003,-1649.9930288023013,-1072.3674102316199]
[null,0.91200000000000003,-1649.3152639299949,-1071.4205706016521]
[null,0.91300000000000003,-1648.6377774620298,-1070.4745669773999]
[null,0.91400000000000003,-1647.960569284046,-1069.5293986207187]
[null,0.91500000000000004,-1647.2836392817305,-1068.585064794114]
[null,0.91600000000000004,-1646.6069873408187,-1067.6415647607437]
[null,0.91700000000000004,-1645.9306133470909,-1066.6988977844146]
[null,0.91800000000000004,-1645.2545171863753,-1065.7570631295855]
[null,0.91900000000000004,-1644.5786987445474,-1064.8160600613633]
[null,0.92,-1643.9031579075281,-1063.8758878455042]
[null,0.92100000000000004,-1643.2278945612873,-1062.9365457484125]
[null,0.92200000000000004,-1642.5529085918395,-1061.9980330371409]
[null,0.92300000000000004,-1641.8781998852478,-1061.0603489793882]
[null,0.92400000000000004,-1641.2037683276214,-1060.1234928435006]
[null,0.92500000000000004,-1640.529613805116,-1059.1874638984698]
[null,0.92600000000000005,-1639.8557362039342,-1058.2522614139334]
[null,0.92700000000000005,-1639.1821354103258,-1057.3178846601736]
[null,0.92800000000000005,-1638.5088113105871,-1056.3843329081167]
[null,0.92900000000000005,-1637.8357637910606,-1055.4516054293333]
[null,0.93,-1637.1629927381364,-1054.5197014960368]
[null,0.93100000000000005,-1636.4904980382505,-1053.588620381083]
[null,0.93200000000000005,-1635.818279577886,-1052.6583613579699]
[null,0.93300000000000005,-1635.1463372435724,-1051.7289237008372]
[null,0.93400000000000005,-1634.4746709218855,-1050.8003066844656]
[null,0.93500000000000005,-1633.8032804994486,-1049.8725095842753]
[null,0.93600000000000005,-1633.1321658629306,-1048.9455316763267]
[null,0.93700000000000006,-1632.4613268990479,-1048.0193722373201]
[null,0.93800000000000006,-1631.7907634945623,-1047.0940305445936]
[null,0.93900000000000006,-1631.120475536283,-1046.1695058761234]
[null,0.94000000000000006,-1630.4504629110656,-1045.2457975105235]
[null,0.94100000000000006,-1629.7807255058117,-1044.3229047270447]
[null,0.94200000000000006,-1629.1112632074696,-1043.4008268055743]
[null,0.94300000000000006,-1628.4420759030345,-1042.4795630266353]
[null,0.94400000000000006,-1627.7731634795475,-1041.5591126713859]
[null,0.94500000000000006,-1627.1045258240958,-1040.6394750216193]
[null,0.94600000000000006,-1626.4361628238137,-1039.7206493597628]
[null,0.94700000000000006,-1625.7680743658818,-1038.8026349688764]
[null,0.94800000000000006,-1625.1002603375266,-1037.8854311326547]
[null,0.94900000000000007,-1624.4327206260209,-1036.9690371354232]
[null,0.95000000000000007,-1623.7654551186845,-1036.0534522621401]
[null,0.95100000000000007,-1623.0984637028826,-1035.1386757983953]
[null,0.95200000000000007,-1622.4317462660272,-1034.2247070304084]
[null,0.95300000000000007,-1621.7653026955763,-1033.3115452450302]
[null,0.95400000000000007,-1621.0991328790344,-1032.3991897297406]
[null,0.95500000000000007,-1620.4332367039522,-1031.4876397726491]
[null,0.95600000000000007,-1619.7676140579258,-1030.576894662493]
[null,0.95700000000000007,-1619.1022648285993,-1029.6669536886386]
[null,0.95800000000000007,-1618.4371889036609,-1028.7578161410788]
[null,0.95900000000000007,-1617.7723861708457,-1027.8494813104342]
[null,0.96,-1617.1078565179353,-1026.9419484879506]
[null,0.96099999999999997,-1616.4435998327579,-1026.0352169655007]
[null,0.96199999999999997,-1615.7796160031858,-1025.1292860355816]
[null,0.96299999999999997,-1615.1159049171388,-1024.2241549913158]
[null,0.96399999999999997,-1614.4524664625831,-1023.3198231264499]
[null,0.96499999999999997,-1613.7893005275298,-1022.4162897353533]
[null,0.96599999999999997,-1613.1264070000368,-1021.513554113019]
[null,0.96699999999999997,-1612.4637857682076,-1020.6116155550624]
[null,0.96799999999999997,-1611.801436720192,-1019.7104733577213]
[null,0.96899999999999997,-1611.1393597441847,-1018.810126817854]
[null,0.97,-1610.4775547284278,-1017.9105752329399]
[null,0.97099999999999997,-1609.8160215612088,-1017.0118179010792]
[null,0.97199999999999998,-1609.1547601308605,-1016.1138541209913]
[null,0.97299999999999998,-1608.4937703257622,-1015.216683192015]
[null,0.97399999999999998,-1607.8330520343391,-1014.3203044141076]
[null,0.97499999999999998,-1607.1726051450614,-1013.4247170878451]
[null,0.97599999999999998,-1606.5124295464459,-1012.52992051442]
[null,0.97699999999999998,-1605.8525251270553,-1011.6359139956426]
[null,0.97799999999999998,-1605.1928917754979,-1010.7426968339395]
[null,0.97899999999999998,-1604.5335293804267,-1009.8502683323529]
[null,0.98,-1603.8744378305421,-1008.9586277945409]
[null,0.98099999999999998,-1603.215617014589,-1008.067774524776]
[null,0.98199999999999998,-1602.5570668213595,-1007.1777078279451]
[null,0.98299999999999998,-1601.8987871396891,-1006.2884270095492]
[null,0.98399999999999999,-1601.2407778584609,-1005.3999313757021]
[null,0.98499999999999999,-1600.5830388666029,-1004.5122202331302]
[null,0.98599999999999999,-1599.9255700530884,-1003.6252928891719]
[null,0.98699999999999999,-1599.2683713069373,-1002.7391486517778]
[null,0.98799999999999999,-1598.6114425172141,-1001.8537868295094]
[null,0.98899999999999999,-1597.9547835730295,-1000.9692067315382]
[null,0.99,-1597.2983943635395,-1000.085407667646]
[null,0.99099999999999999,-1596.642274777945,-999.20238894822421]
[null,0.99199999999999999,-1595.9864247054938,-998.32014988427238]
[null,0.99299999999999999,-1595.3308440354776,-997.43868978739954]
[null,0.99399999999999999,-1594.6755326572356,-996.55800796982157]
[null,0.995,-1594.0204904601505,-995.67810374436215]
[null,0.996,-1593.3657173336514,-994.79897642445133]
[null,0.997,-1592.7112131672125,-993.92062532412547]
[null,0.998,-1592.0569778503536,-993.043049758027]
[null,0.999,-1591.4030112726396,-992.16624904140315]
[null,1,-1590.7493133236815,-991.29022249010529]
[null,1.0010000000000001,-1590.0958838931347,-990.41496942058996]
[null,1.002,-1589.4427228707004,-989.5404891499162]
[null,1.0030000000000001,-1588.789830146125,-988.66678099574642]
[null,1.004,-1588.1372056092005,-987.79384427634591]
[null,1.0050000000000001,-1587.4848491497637,-986.92167831058111]
[null,1.006,-1586.8327606576968,-986.05028241792013]
[null,1.0070000000000001,-1586.1809400229274,-985.17965591843267]
[null,1.008,-1585.5293871354284,-984.30979813278782]
[null,1.0090000000000001,-1584.8781018852176,-983.44070838225446]
[null,1.01,-1584.2270841623574,-982.57238598870174]
[null,1.0110000000000001,-1583.5763338569568,-981.70483027459682]
[null,1.012,-1582.9258508591688,-980.83804056300517]
[null,1.0130000000000001,-1582.2756350591926,-979.97201617758981]
[null,1.014,-1581.6256863472711,-979.10675644261107]
[null,1.0150000000000001,-1580.9760046136932,-978.24226068292626]
[null,1.016,-1580.3265897487925,-977.3785282239885]
[null,1.0170000000000001,-1579.6774416429478,-976.51555839184641]
[null,1.018,-1579.0285601865833,-975.65335051314355]
[null,1.0190000000000001,-1578.3799452701676,-974.7919039151185]
[null,1.02,-1577.7315967842142,-973.93121792560351]
[null,1.0210000000000001,-1577.0835146192826,-973.07129187302439]
[null,1.022,-1576.4356986659761,-972.21212508639974]
[null,1.0230000000000001,-1575.7881488149435,-971.35371689534099]
[null,1.024,-1575.1408649568787,-970.49606663005102]
[null,1.0249999999999999,-1574.4938469825197,-969.63917362132463]
[null,1.026,-1573.8470947826497,-968.78303720054703]
[null,1.0269999999999999,-1573.2006082480978,-967.92765669969401]
[null,1.028,-1572.5543872697365,-967.0730314513313]
[null,1.0289999999999999,-1571.9084317384838,-966.21916078861318]
[null,1.03,-1571.262741545303,-965.36604404528418]
[null,1.0309999999999999,-1570.6173165812008,-964.51368055567548]
[null,1.032,-1569.9721567372301,-963.66206965470712]
[null,1.0329999999999999,-1569.3272619044876,-962.8112106778857]
[null,1.034,-1568.6826319741151,-961.96110296130519]
[null,1.0349999999999999,-1568.0382668372993,-961.11174584164519]
[null,1.036,-1567.3941663852711,-960.26313865617112]
[null,1.0369999999999999,-1566.7503305093069,-959.41528074273378]
[null,1.038,-1566.1067591007265,-958.56817143976832]
[null,1.0389999999999999,-1565.4634520508957,-957.72181008629411]
[null,1.04,-1564.8204092512242,-956.87619602191432]
[null,1.0409999999999999,-1564.177630593166,-956.03132858681477]
[null,1.042,-1563.5351159682207,-955.18720712176446]
[null,1.0429999999999999,-1562.892865267931,-954.34383096811371]
[null,1.044,-1562.2508783838857,-953.50119946779523]
[null,1.0449999999999999,-1561.6091552077175,-952.65931196332201]
[null,1.046,-1560.9676956311032,-951.81816779778842]
[null,1.0469999999999999,-1560.3264995457648,-950.97776631486749]
[null,1.048,-1559.6855668434678,-950.13810685881344]
[null,1.0489999999999999,-1559.0448974160238,-949.29918877445778]
[null,1.05,-1558.4044911552867,-948.46101140721191]
[null,1.0509999999999999,-1557.7643479531566,-947.62357410306458]
[null,1.052,-1557.1244677015773,-946.78687620858159]
[null,1.0529999999999999,-1556.4848502925372,-945.9509170709066]
[null,1.054,-1555.8454956180685,-945.11569603775911]
[null,1.0549999999999999,-1555.2064035702483,-944.28121245743455]
[null,1.056,-1554.5675740411982,-943.44746567880418]
[null,1.0569999999999999,-1553.9290069230831,-942.61445505131348]
[null,1.0580000000000001,-1553.2907021081137,-941.78217992498287]
[null,1.0589999999999999,-1552.6526594885436,-940.9506396504064]
[null,1.06,-1552.0148789566717,-940.1198335787517]
[null,1.0609999999999999,-1551.3773604048404,-939.28976106175946]
[null,1.0620000000000001,-1550.7401037254367,-938.46042145174249]
[null,1.0629999999999999,-1550.1031088108916,-937.63181410158518]
[null,1.0640000000000001,-1549.4663755536801,-936.80393836474377]
[null,1.0649999999999999,-1548.8299038463224,-935.976793595245]
[null,1.0660000000000001,-1548.1936935813812,-935.15037914768618]
[null,1.0669999999999999,-1547.5577446514651,-934.32469437723478]
[null,1.0680000000000001,-1546.9220569492254,-933.49973863962703]
[null,1.069,-1546.2866303673584,-932.67551129116828]
[null,1.07,-1545.6514647986041,-931.85201168873198]
[null,1.071,-1545.0165601357462,-931.02923918976035]
[null,1.0720000000000001,-1544.3819162716127,-930.2071931522612]
[null,1.073,-1543.7475330990767,-929.385872934811]
[null,1.0740000000000001,-1543.1134105110534,-928.56527789655149]
[null,1.075,-1542.4795484005033,-927.74540739719055]
[null,1.0760000000000001,-1541.8459466604306,-926.92626079700187]
[null,1.077,-1541.2126051838829,-926.10783745682272]
[null,1.0780000000000001,-1540.579523863953,-925.29013673805628]
[null,1.079,-1539.9467025937763,-924.47315800266836]
[null,1.08,-1539.3141412665323,-923.65690061318867]
[null,1.081,-1538.681839775445,-922.84136393270967]
[null,1.0820000000000001,-1538.0497980137823,-922.02654732488622]
[null,1.083,-1537.4180158748547,-921.21245015393492]
[null,1.0840000000000001,-1536.7864932520185,-920.39907178463409]
[null,1.085,-1536.1552300386718,-919.5864115823224]
[null,1.0860000000000001,-1535.5242261282579,-918.77446891289878]
[null,1.087,-1534.8934814142629,-917.96324314282265]
[null,1.0880000000000001,-1534.2629957902175,-917.15273363911274]
[null,1.089,-1533.6327691496958,-916.342939769346]
[null,1.0900000000000001,-1533.0028013863155,-915.53386090165873]
[null,1.091,-1532.3730923937378,-914.72549640474415]
[null,1.0920000000000001,-1531.7436420656682,-913.91784564785371]
[null,1.093,-1531.1144502958555,-913.11090800079535]
[null,1.0940000000000001,-1530.4855169780917,-912.30468283393327]
[null,1.095,-1529.8568420062136,-911.49916951818795]
[null,1.0960000000000001,-1529.2284252741003,-910.69436742503569]
[null,1.097,-1528.6002666756751,-909.89027592650689]
[null,1.0980000000000001,-1527.9723661049054,-909.08689439518639]
[null,1.099,-1527.3447234558012,-908.28422220421419]
[null,1.1000000000000001,-1526.7173386224163,-907.48225872728221]
[null,1.101,-1526.0902114988485,-906.68100333863663]
[null,1.1020000000000001,-1525.4633419792392,-905.88045541307565]
[null,1.103,-1524.8367299577717,-905.08061432594923]
[null,1.1040000000000001,-1524.2103753286747,-904.28147945315925]
[null,1.105,-1523.5842779862194,-903.48305017115797]
[null,1.1060000000000001,-1522.9584378247207,-902.68532585694948]
[null,1.107,-1522.3328547385363,-901.88830588808685]
[null,1.1080000000000001,-1521.7075286220684,-901.09198964267341]
[null,1.109,-1521.0824593697619,-900.29637649936058]
[null,1.1100000000000001,-1520.4576468761052,-899.50146583734943]
[null,1.111,-1519.8330910356296,-898.70725703638868]
[null,1.1120000000000001,-1519.2087917429103,-897.91374947677525]
[null,1.113,-1518.5847488925658,-897.12094253935265]
[null,1.1140000000000001,-1517.9609623792574,-896.32883560551079]
[null,1.115,-1517.33743209769,-895.53742805718639]
[null,1.1160000000000001,-1516.7141579426116,-894.74671927686165]
[null,1.117,-1516.091139808814,-893.9567086475638]
[null,1.1180000000000001,-1515.4683775911315,-893.16739555286586]
[null,1.119,-1514.8458711844421,-892.37877937688347]
[null,1.1200000000000001,-1514.2236204836663,-891.59085950427743]
[null,1.121,-1513.6016253837681,-890.80363532025103]
[null,1.1220000000000001,-1512.9798857797557,-890.01710621055099]
[null,1.123,-1512.3584015666786,-889.23127156146563]
[null,1.1240000000000001,-1511.7371726396307,-888.44613075982625]
[null,1.125,-1511.1161988937483,-887.66168319300459]
[null,1.1260000000000001,-1510.4954802242114,-886.87792824891335]
[null,1.127,-1509.8750165262422,-886.09486531600601]
[null,1.1280000000000001,-1509.2548076951073,-885.31249378327641]
[null,1.129,-1508.6348536261146,-884.5308130402567]
[null,1.1300000000000001,-1508.0151542146159,-883.74982247701905]
[null,1.131,-1507.395709356007,-882.96952148417415]
[null,1.1320000000000001,-1506.7765189457245,-882.18990945286964]
[null,1.133,-1506.15758287925,-881.41098577479249]
[null,1.1340000000000001,-1505.5389010521062,-880.63274984216503]
[null,1.135,-1504.9204733598606,-879.8552010477473]
[null,1.1360000000000001,-1504.3022996981215,-879.07833878483518]
[null,1.137,-1503.6843799625422,-878.3021624472608]
[null,1.1380000000000001,-1503.0667140488172,-877.52667142939026]
[null,1.139,-1502.4493018526855,-876.75186512612527]
[null,1.1400000000000001,-1501.8321432699267,-875.97774293290172]
[null,1.141,-1501.2152381963654,-875.20430424568951]
[null,1.1420000000000001,-1500.5985865278676,-874.43154846099105]
[null,1.143,-1499.9821881603427,-873.65947497584239]
[null,1.1440000000000001,-1499.3660429897423,-872.88808318781184]
[null,1.145,-1498.7501509120614,-872.11737249499936]
[null,1.1460000000000001,-1498.134511823338,-871.34734229603646]
[null,1.147,-1497.5191256196515,-870.57799199008593]
[null,1.1480000000000001,-1496.9039921971246,-869.80932097684058]
[null,1.149,-1496.2891114519234,-869.04132865652343]
[null,1.1500000000000001,-1495.674483280256,-868.27401442988651]
[null,1.151,-1495.0601075783729,-867.50737769821262]
[null,1.1520000000000001,-1494.4459842425679,-866.74141786331154]
[null,1.153,-1493.8321131691762,-865.976134327522]
[null,1.1539999999999999,-1493.2184942545775,-865.2115264937097]
[null,1.155,-1492.6051273951921,-864.44759376526883]
[null,1.1559999999999999,-1491.9920124874843,-863.68433554611897]
[null,1.157,-1491.3791494279596,-862.92175124070718]
[null,1.1579999999999999,-1490.7665381131674,-862.15984025400553]
[null,1.159,-1490.1541784396984,-861.3986019915119]
[null,1.1599999999999999,-1489.5420703041868,-860.63803585924904]
[null,1.161,-1488.9302136033089,-859.87814126376418]
[null,1.1619999999999999,-1488.3186082337827,-859.11891761212758]
[null,1.163,-1487.7072540923696,-858.36036431193497]
[null,1.1639999999999999,-1487.096151075873,-857.60248077130302]
[null,1.165,-1486.4852990811389,-856.84526639887258]
[null,1.1659999999999999,-1485.8746980050551,-856.08872060380611]
[null,1.167,-1485.2643477445529,-855.33284279578754]
[null,1.1679999999999999,-1484.6542481966039,-854.57763238502253]
[null,1.169,-1484.0443992582245,-853.82308878223637]
[null,1.17,-1483.4348008264722,-853.06921139867586]
[null,1.171,-1482.8254527984463,-852.31599964610757]
[null,1.1719999999999999,-1482.2163550712889,-851.56345293681647]
[null,1.173,-1481.607507542185,-850.81157068360721]
[null,1.1739999999999999,-1480.99891010836,-850.06035229980296]
[null,1.175,-1480.3905626670837,-849.30979719924449]
[null,1.1759999999999999,-1479.7824651156666,-848.55990479629043]
[null,1.177,-1479.1746173514623,-847.810674505816]
[null,1.1779999999999999,-1478.5670192718655,-847.06210574321346]
[null,1.179,-1477.9596707743142,-846.31419792439181]
[null,1.18,-1477.3525717562875,-845.56695046577465]
[null,1.181,-1476.7457221153077,-844.82036278430132]
[null,1.1819999999999999,-1476.1391217489379,-844.07443429742602]
[null,1.1830000000000001,-1475.5327705547845,-843.32916442311785]
[null,1.1839999999999999,-1474.9266684304957,-842.58455257985838]
[null,1.1850000000000001,-1474.3208152737611,-841.84059818664423]
[null,1.1859999999999999,-1473.7152109823123,-841.09730066298414]
[null,1.1870000000000001,-1473.1098554539242,-840.35465942889914]
[null,1.1879999999999999,-1472.504748586412,-839.61267390492299]
[null,1.1890000000000001,-1471.8998902776345,-838.87134351210091]
[null,1.19,-1471.2952804254908,-838.13066767198916]
[null,1.1910000000000001,-1470.6909189279236,-837.39064580665456]
[null,1.1919999999999999,-1470.0868056829161,-836.65127733867484]
[null,1.1930000000000001,-1469.4829405884941,-835.91256169113717]
[null,1.194,-1468.8793235427256,-835.17449828763813]
[null,1.1950000000000001,-1468.2759544437195,-834.43708655228249]
[null,1.196,-1467.6728331896277,-833.70032590968503]
[null,1.1970000000000001,-1467.0699596786426,-832.96421578496734]
[null,1.198,-1466.4673338089999,-832.22875560375905]
[null,1.1990000000000001,-1465.8649554789761,-831.49394479219757]
[null,1.2,-1465.2628245868902,-830.75978277692548]
[null,1.2010000000000001,-1464.6609410311014,-830.02626898509277]
[null,1.202,-1464.0593047100131,-829.29340284435466]
[null,1.2030000000000001,-1463.4579155220681,-828.56118378287204]
[null,1.204,-1462.8567733657526,-827.82961122931101]
[null,1.2050000000000001,-1462.255878139594,-827.09868461284111]
[null,1.206,-1461.6552297421604,-826.36840336313708]
[null,1.2070000000000001,-1461.0548280720625,-825.63876691037626]
[null,1.208,-1460.454673027953,-824.90977468523943]
[null,1.2090000000000001,-1459.8547645085257,-824.18142611891062]
[null,1.21,-1459.2551024125157,-823.45372064307548]
[null,1.2110000000000001,-1458.6556866387007,-822.72665768992101]
[null,1.212,-1458.0565170858986,-822.00023669213635]
[null,1.2130000000000001,-1457.45759365297,-821.27445708291157]
[null,1.214,-1456.8589162388168,-820.5493182959367]
[null,1.2150000000000001,-1456.2604847423818,-819.82481976540237]
[null,1.216,-1455.6622990626506,-819.10096092599815]
[null,1.2170000000000001,-1455.0643590986483,-818.37774121291307]
[null,1.218,-1454.4666647494439,-817.65516006183441]
[null,1.2190000000000001,-1453.8692159141456,-816.93321690894891]
[null,1.22,-1453.2720124919047,-816.21191119093965]
[null,1.2210000000000001,-1452.6750543819132,-815.49124234498834]
[null,1.222,-1452.0783414834043,-814.77120980877271]
[null,1.2230000000000001,-1451.4818736956533,-814.05181302046731]
[null,1.224,-1450.8856509179759,-813.33305141874291]
[null,1.2250000000000001,-1450.2896730497303,-812.61492444276575]
[null,1.226,-1449.6939399903151,-811.89743153219706]
[null,1.2270000000000001,-1449.0984516391707,-811.18057212719327]
[null,1.228,-1448.5032078957788,-810.46434566840526]
[null,1.2290000000000001,-1447.9082086596623,-809.74875159697649]
[null,1.23,-1447.3134538303852,-809.03378935454509]
[null,1.2310000000000001,-1446.7189433075528,-808.31945838324248]
[null,1.232,-1446.1246769908121,-807.60575812569164]
[null,1.2330000000000001,-1445.5306547798507,-806.89268802500794]
[null,1.234,-1444.936876574398,-806.18024752479903]
[null,1.2350000000000001,-1444.3433422742239,-805.46843606916241]
[null,1.236,-1443.7500517791398,-804.75725310268831]
[null,1.2370000000000001,-1443.1570049889988,-804.04669807045605]
[null,1.238,-1442.5642018036938,-803.33677041803548]
[null,1.2390000000000001,-1441.9716421231603,-802.62746959148558]
[null,1.24,-1441.3793258473745,-801.91879503735493]
[null,1.2410000000000001,-1440.7872528763523,-801.2107462026803]
[null,1.242,-1440.1954231101533,-800.50332253498686]
[null,1.2430000000000001,-1439.6038364488754,-799.79652348228785]
[null,1.244,-1439.0124927926595,-799.09034849308296]
[null,1.2450000000000001,-1438.4213920416867,-798.38479701636049]
[null,1.246,-1437.830534096179,-797.67986850159332]
[null,1.2470000000000001,-1437.2399188564,-796.975562398742]
[null,1.248,-1436.6495462226533,-796.27187815825187]
[null,1.2490000000000001,-1436.0594160952844,-795.56881523105369]
[null,1.25,-1435.4695283746794,-794.86637306856312]
[null,1.2510000000000001,-1434.8798829612654,-794.16455112267988]
[null,1.252,-1434.2904797555095,-793.46334884578823]
[null,1.2530000000000001,-1433.7013186579211,-792.76276569075571]
[null,1.254,-1433.11239956905,-792.06280111093224]
[null,1.2550000000000001,-1432.5237223894867,-791.36345456015124]
[null,1.256,-1431.935287019862,-790.66472549272839]
[null,1.2570000000000001,-1431.3470933608482,-789.96661336346051]
[null,1.258,-1430.7591413131588,-789.26911762762631]
[null,1.2590000000000001,-1430.1714307775467,-788.57223774098497]
[null,1.26,-1429.5839616548069,-787.87597315977746]
[null,1.2610000000000001,-1428.9967338457743,-787.18032334072313]
[null,1.262,-1428.4097472513254,-786.48528774102192]
[null,1.2630000000000001,-1427.8230017723763,-785.79086581835372]
[null,1.264,-1427.2364973098847,-785.09705703087548]
[null,1.2650000000000001,-1426.6502337648487,-784.40386083722422]
[null,1.266,-1426.0642110383067,-783.71127669651412]
[null,1.2670000000000001,-1425.4784290313387,-783.01930406833753]
[null,1.268,-1424.8928876450641,-782.32794241276292]
[null,1.2690000000000001,-1424.307586780644,-781.63719119033658]
[null,1.27,-1423.7225263392795,-780.94704986208023]
[null,1.2710000000000001,-1423.1377062222123,-780.25751788949231]
[null,1.272,-1422.5531263307248,-779.56859473454574]
[null,1.2730000000000001,-1421.9687865661401,-778.88027985968995]
[null,1.274,-1421.3846868298215,-778.19257272784728]
[null,1.2750000000000001,-1420.8008270231728,-777.50547280241585]
[null,1.276,-1420.2172070476392,-776.81897954726605]
[null,1.2770000000000001,-1419.6338268047057,-776.13309242674313]
[null,1.278,-1419.0506861958963,-775.44781090566369]
[null,1.2790000000000001,-1418.4677851227784,-774.76313444931827]
[null,1.28,-1417.8851234869578,-774.07906252346913]
[null,1.2809999999999999,-1417.3027011900811,-773.3955945943502]
[null,1.282,-1416.7205181338359,-772.71273012866652]
[null,1.2829999999999999,-1416.1385742199491,-772.03046859359358]
[null,1.284,-1415.5568693501889,-771.34880945677833]
[null,1.2849999999999999,-1414.9754034263635,-770.66775218633757]
[null,1.286,-1414.3941763503217,-769.98729625085593]
[null,1.2869999999999999,-1413.8131880239523,-769.30744111939089]
[null,1.288,-1413.2324383491846,-768.62818626146498]
[null,1.2889999999999999,-1412.6519272279877,-767.94953114707096]
[null,1.29,-1412.0716545623716,-767.27147524666987]
[null,1.2909999999999999,-1411.4916202543859,-766.59401803118953]
[null,1.292,-1410.9118242061218,-765.91715897202471]
[null,1.2929999999999999,-1410.3322663197087,-765.24089754103727]
[null,1.294,-1409.7529464973179,-764.56523321055624]
[null,1.2949999999999999,-1409.1738646411598,-763.89016545337461]
[null,1.296,-1408.595020653486,-763.21569374275259]
[null,1.2969999999999999,-1408.016414436587,-762.54181755241518]
[null,1.298,-1407.4380458927947,-761.86853635655063]
[null,1.2989999999999999,-1406.8599149244799,-761.19584962981401]
[null,1.3,-1406.282021434055,-760.52375684732135]
[null,1.3009999999999999,-1405.7043653239705,-759.85225748465484]
[null,1.302,-1405.1269464967186,-759.18135101785697]
[null,1.3029999999999999,-1404.5497648548312,-758.51103692343543]
[null,1.304,-1403.9728203008801,-757.84131467835891]
[null,1.3049999999999999,-1403.3961127374769,-757.17218376005792]
[null,1.306,-1402.8196420672728,-756.50364364642382]
[null,1.3069999999999999,-1402.2434081929607,-755.83569381581003]
[null,1.3080000000000001,-1401.6674110172719,-755.16833374703072]
[null,1.3089999999999999,-1401.0916504429777,-754.50156291935878]
[null,1.31,-1400.5161263728905,-753.83538081252777]
[null,1.3109999999999999,-1399.9408387098613,-753.16978690673079]
[null,1.3120000000000001,-1399.3657873567815,-752.50478068262009]
[null,1.3129999999999999,-1398.790972216583,-751.84036162130474]
[null,1.3140000000000001,-1398.2163931922362,-751.17652920435455]
[null,1.3149999999999999,-1397.6420501867528,-750.51328291379536]
[null,1.3160000000000001,-1397.0679431031838,-749.85062223211128]
[null,1.3169999999999999,-1396.4940718446196,-749.18854664224182]
[null,1.3180000000000001,-1395.9204363141907,-748.5270556275849]
[null,1.319,-1395.347036415068,-747.86614867199398]
[null,1.32,-1394.7738720504613,-747.2058252597767]
[null,1.321,-1394.2009431236202,-746.5460848756984]
[null,1.3220000000000001,-1393.628249537835,-745.88692700497859]
[null,1.323,-1393.0557911964343,-745.22835113329029]
[null,1.3240000000000001,-1392.4835680027875,-744.5703567467616]
[null,1.325,-1391.9115798603034,-743.91294333197379]
[null,1.3260000000000001,-1391.3398266724303,-743.25611037596218]
[null,1.327,-1390.7683083426566,-742.59985736621411]
[null,1.3280000000000001,-1390.1970247745096,-741.94418379067076]
[null,1.329,-1389.6259758715566,-741.28908913772375]
[null,1.33,-1389.0551615374052,-740.63457289621761]
[null,1.331,-1388.4845816757015,-739.98063455544798]
[null,1.3320000000000001,-1387.9142361901318,-739.32727360516037]
[null,1.333,-1387.3441249844216,-738.67448953555265]
[null,1.3340000000000001,-1386.7742479623364,-738.02228183727186]
[null,1.335,-1386.2046050276808,-737.37065000141422]
[null,1.3360000000000001,-1385.6351960842992,-736.71959351952648]
[null,1.337,-1385.0660210360757,-736.06911188360357]
[null,1.3380000000000001,-1384.497079786933,-735.41920458608843]
[null,1.339,-1383.9283722408338,-734.76987111987364]
[null,1.34,-1383.3598983017807,-734.12111097829802]
[null,1.341,-1382.7916578738157,-733.47292365514886]
[null,1.3420000000000001,-1382.2236508610188,-732.82530864465957]
[null,1.343,-1381.6558771675113,-732.17826544151126]
[null,1.3440000000000001,-1381.0883366974524,-731.53179354082988]
[null,1.345,-1380.5210293550422,-730.88589243818774]
[null,1.3460000000000001,-1379.9539550445181,-730.24056162960267]
[null,1.347,-1379.3871136701584,-729.59580061153713]
[null,1.3480000000000001,-1378.8205051362811,-728.95160888089879]
[null,1.349,-1378.2541293472414,-728.30798593503926]
[null,1.35,-1377.6879862074366,-727.66493127175306]
[null,1.351,-1377.1220756213002,-727.02244438927937]
[null,1.3520000000000001,-1376.5563974933073,-726.38052478629959]
[null,1.353,-1375.9909517279716,-725.73917196193884]
[null,1.3540000000000001,-1375.4257382298458,-725.09838541576312]
[null,1.355,-1374.8607569035214,-724.45816464778079]
[null,1.3560000000000001,-1374.2960076536303,-723.81850915844234]
[null,1.357,-1373.7314903848421,-723.17941844863867]
[null,1.3580000000000001,-1373.1672050018669,-722.54089201970078]
[null,1.359,-1372.6031514094532,-721.90292937340155]
[null,1.36,-1372.0393295123886,-721.26553001195202]
[null,1.361,-1371.4757392155004,-720.62869343800423]
[null,1.3620000000000001,-1370.912380423654,-719.99241915464847]
[null,1.363,-1370.349253041755,-719.35670666541409]
[null,1.3640000000000001,-1369.7863569747469,-718.7215554742686]
[null,1.365,-1369.2236921276135,-718.08696508561775]
[null,1.3660000000000001,-1368.6612584053767,-717.45293500430455]
[null,1.367,-1368.0990557130981,-716.81946473560947]
[null,1.3680000000000001,-1367.5370839558773,-716.18655378525034]
[null,1.369,-1366.9753430388537,-715.55420165937983]
[null,1.37,-1366.4138328672059,-714.92240786458808]
[null,1.371,-1365.85255334615,-714.29117190789987]
[null,1.3720000000000001,-1365.291504380943,-713.66049329677651]
[null,1.373,-1364.7306858768798,-713.03037153911316]
[null,1.3740000000000001,-1364.1700977392936,-712.40080614323972]
[null,1.375,-1363.6097398735581,-711.77179661792059]
[null,1.3760000000000001,-1363.0496121850838,-711.1433424723532]
[null,1.377,-1362.489714579322,-710.51544321616893]
[null,1.3780000000000001,-1361.9300469617617,-709.88809835943164]
[null,1.379,-1361.3706092379311,-709.26130741263864]
[null,1.3800000000000001,-1360.8114013133975,-708.63506988671759]
[null,1.381,-1360.2524230937656,-708.00938529303085]
[null,1.3820000000000001,-1359.693674484681,-707.38425314336951]
[null,1.383,-1359.1351553918262,-706.75967294995689]
[null,1.3840000000000001,-1358.5768657209237,-706.13564422544766]
[null,1.385,-1358.0188053777345,-705.51216648292575]
[null,1.3860000000000001,-1357.4609742680568,-704.88923923590414]
[null,1.387,-1356.9033722977299,-704.2668619983283]
[null,1.3880000000000001,-1356.3459993726301,-703.64503428456987]
[null,1.389,-1355.7888553986729,-703.02375560943096]
[null,1.3900000000000001,-1355.231940281813,-702.40302548814111]
[null,1.391,-1354.6752539280424,-701.78284343635949]
[null,1.3920000000000001,-1354.1187962433926,-701.16320897017056]
[null,1.393,-1353.562567133934,-700.5441216060882]
[null,1.3940000000000001,-1353.0065665057746,-699.92558086105134]
[null,1.395,-1352.4507942650621,-699.30758625242686]
[null,1.3960000000000001,-1351.8952503179819,-698.69013729800758]
[null,1.397,-1351.3399345707578,-698.0732335160111]
[null,1.3980000000000001,-1350.7848469296532,-697.45687442508131]
[null,1.399,-1350.229987300969,-696.84105954428696]
[null,1.4000000000000001,-1349.6753555910448,-696.22578839312177]
[null,1.401,-1349.1209517062591,-695.6110604915026]
[null,1.4020000000000001,-1348.5667755530283,-694.99687535977102]
[null,1.403,-1348.0128270378075,-694.38323251869269]
[null,1.4040000000000001,-1347.4591060670903,-693.77013148945468]
[null,1.405,-1346.905612547409,-693.15757179366881]
[null,1.4060000000000001,-1346.3523463853332,-692.54555295336775]
[null,1.407,-1345.7993074874719,-691.93407449100664]
[null,1.4079999999999999,-1345.2464957604725,-691.32313592946321]
[null,1.409,-1344.6939111110198,-690.71273679203409]
[null,1.41,-1344.1415534458379,-690.10287660244035]
[null,1.411,-1343.5894226716887,-689.4935548848199]
[null,1.4119999999999999,-1343.0375186953729,-688.88477116373394]
[null,1.413,-1342.4858414237287,-688.27652496416067]
[null,1.4139999999999999,-1341.9343907636335,-687.66881581149994]
[null,1.415,-1341.3831666220019,-687.06164323156975]
[null,1.4159999999999999,-1340.8321689057875,-686.45500675060634]
[null,1.417,-1340.2813975219819,-685.84890589526515]
[null,1.4179999999999999,-1339.7308523776151,-685.2433401926188]
[null,1.419,-1339.1805333797549,-684.63830917015787]
[null,1.42,-1338.6304404355076,-684.03381235578991]
[null,1.421,-1338.0805734520172,-683.42984927783993]
[null,1.4219999999999999,-1337.5309323364668,-682.82641946504884]
[null,1.423,-1336.9815169960764,-682.22352244657395]
[null,1.4239999999999999,-1336.4323273381049,-681.62115775198731]
[null,1.425,-1335.8833632698493,-681.01932491127741]
[null,1.4259999999999999,-1335.3346246986446,-680.41802345484746]
[null,1.427,-1334.7861115318633,-679.81725291351563]
[null,1.4279999999999999,-1334.2378236769168,-679.21701281851392]
[null,1.429,-1333.6897610412536,-678.61730270148757]
[null,1.43,-1333.1419235323615,-678.01812209449713]
[null,1.431,-1332.594311057765,-677.41947053001365]
[null,1.4319999999999999,-1332.0469235250275,-676.82134754092465]
[null,1.4330000000000001,-1331.4997608417495,-676.22375266052609]
[null,1.4339999999999999,-1330.9528229155703,-675.62668542252925]
[null,1.4350000000000001,-1330.406109654167,-675.03014536105525]
[null,1.4359999999999999,-1329.859620965254,-674.43413201063765]
[null,1.4370000000000001,-1329.3133567565844,-673.83864490622]
[null,1.4379999999999999,-1328.7673169359484,-673.24368358315701]
[null,1.4390000000000001,-1328.221501411175,-672.6492475772136]
[null,1.44,-1327.6759100901304,-672.05533642456408]
[null,1.4410000000000001,-1327.1305428807188,-671.46194966179326]
[null,1.4419999999999999,-1326.585399690882,-670.86908682589421]
[null,1.4430000000000001,-1326.0404804286002,-670.27674745426964]
[null,1.444,-1325.4957850018907,-669.68493108473024]
[null,1.4450000000000001,-1324.9513133188093,-669.0936372554944]
[null,1.446,-1324.4070652874491,-668.50286550518899]
[null,1.4470000000000001,-1323.8630408159408,-667.91261537284788]
[null,1.448,-1323.3192398124534,-667.32288639791193]
[null,1.4490000000000001,-1322.7756621851934,-666.73367812022866]
[null,1.45,-1322.2323078424042,-666.14499008005168]
[null,1.4510000000000001,-1321.6891766923686,-665.5568218180415]
[null,1.452,-1321.1462686434056,-664.96917287526287]
[null,1.4530000000000001,-1320.6035836038723,-664.38204279318677]
[null,1.454,-1320.0611214821636,-663.79543111368787]
[null,1.4550000000000001,-1319.5188821867116,-663.20933737904704]
[null,1.456,-1318.9768656259869,-662.62376113194739]
[null,1.4570000000000001,-1318.4350717084967,-662.03870191547708]
[null,1.458,-1317.8935003427864,-661.45415927312774]
[null,1.4590000000000001,-1317.3521514374386,-660.87013274879314]
[null,1.46,-1316.811024901074,-660.28662188677072]
[null,1.4610000000000001,-1316.2701206423503,-659.7036262317597]
[null,1.462,-1315.7294385699624,-659.12114532886199]
[null,1.4630000000000001,-1315.1889785926439,-658.53917872358068]
[null,1.464,-1314.648740619165,-657.95772596181882]
[null,1.4650000000000001,-1314.1087245583331,-657.3767865898833]
[null,1.466,-1313.5689303189938,-656.7963601544792]
[null,1.4670000000000001,-1313.0293578100304,-656.21644620271297]
[null,1.468,-1312.490006940362,-655.63704428208996]
[null,1.4690000000000001,-1311.9508776189473,-655.05815394051672]
[null,1.47,-1311.4119697547806,-654.47977472629645]
[null,1.4710000000000001,-1310.8732832568942,-653.90190618813403]
[null,1.472,-1310.3348180343587,-653.32454787513143]
[null,1.4730000000000001,-1309.7965739962801,-652.7476993367884]
[null,1.474,-1309.2585510518036,-652.17136012300239]
[null,1.4750000000000001,-1308.7207491101103,-651.59552978406919]
[null,1.476,-1308.18316808042,-651.02020787068068]
[null,1.4770000000000001,-1307.6458078719888,-650.44539393392688]
[null,1.478,-1307.1086683941098,-649.8710875252923]
[null,1.4790000000000001,-1306.5717495561146,-649.29728819665843]
[null,1.48,-1306.0350512673708,-648.72399550030343]
[null,1.4810000000000001,-1305.4985734372842,-648.15120898889836]
[null,1.482,-1304.9623159752971,-647.57892821551127]
[null,1.4830000000000001,-1304.426278790889,-647.00715273360402]
[null,1.484,-1303.8904617935775,-646.43588209703285]
[null,1.4850000000000001,-1303.3548648929166,-645.86511586004826]
[null,1.486,-1302.8194879984967,-645.29485357729357]
[null,1.4870000000000001,-1302.2843310199471,-644.72509480380609]
[null,1.488,-1301.7493938669329,-644.15583909501606]
[null,1.4890000000000001,-1301.2146764491572,-643.58708600674493]
[null,1.49,-1300.6801786763592,-643.01883509520769]
[null,1.4910000000000001,-1300.1459004583162,-642.4510859170108]
[null,1.492,-1299.6118417048417,-641.88383802915268]
[null,1.4930000000000001,-1299.0780023257862,-641.31709098902081]
[null,1.494,-1298.5443822310385,-640.7508443543968]
[null,1.4950000000000001,-1298.0109813305235,-640.18509768345029]
[null,1.496,-1297.4777995342022,-639.6198505347412]
[null,1.4970000000000001,-1296.9448367520745,-639.05510246722054]
[null,1.498,-1296.4120928941759,-638.49085304022719]
[null,1.4990000000000001,-1295.8795678705794,-637.92710181349025]
[null,1.5,-1295.3472615913945,-637.36384834712726]
[null,1.5010000000000001,-1294.8151739667687,-636.80109220164422]
[null,1.502,-1294.2833049068847,-636.23883293793403]
[null,1.5030000000000001,-1293.7516543219635,-635.67707011727873]
[null,1.504,-1293.2202221222626,-635.1158033013478]
[null,1.5050000000000001,-1292.6890082180755,-634.55503205219622]
[null,1.506,-1292.1580125197343,-633.99475593226759]
[null,1.5070000000000001,-1291.6272349376068,-633.43497450439031]
[null,1.508,-1291.0966753820974,-632.87568733177966]
[null,1.5090000000000001,-1290.5663337636474,-632.31689397803564]
[null,1.51,-1290.0362099927358,-631.75859400714455]
[null,1.5110000000000001,-1289.5063039798777,-631.20078698347731]
[null,1.512,-1288.9766156356247,-630.64347247178966]
[null,1.5130000000000001,-1288.4471448705654,-630.08665003722115]
[null,1.514,-1287.9178915953253,-629.53031924529591]
[null,1.5150000000000001,-1287.3888557205667,-628.97447966192067]
[null,1.516,-1286.8600371569876,-628.41913085338695]
[null,1.5170000000000001,-1286.3314358153243,-627.86427238636782]
[null,1.518,-1285.8030516063488,-627.30990382791992]
[null,1.5190000000000001,-1285.2748844408691,-626.7560247454818]
[null,1.52,-1284.7469342297316,-626.20263470687348]
[null,1.5210000000000001,-1284.2192008838174,-625.64973328029726]
[null,1.522,-1283.6916843140461,-625.09732003433646]
[null,1.5230000000000001,-1283.1643844313721,-624.54539453795508]
[null,1.524,-1282.6373011467879,-623.99395636049792]
[null,1.5250000000000001,-1282.1104343713214,-623.44300507168987]
[null,1.526,-1281.5837840160375,-622.8925402416362]
[null,1.5270000000000001,-1281.0573499920379,-622.3425614408211]
[null,1.528,-1280.5311322104603,-621.79306824010825]
[null,1.5290000000000001,-1280.0051305824795,-621.24406021074094]
[null,1.53,-1279.479345019306,-620.69553692433976]
[null,1.5310000000000001,-1278.9537754321877,-620.14749795290402]
[null,1.532,-1278.4284217324084,-619.59994286881192]
[null,1.5330000000000001,-1277.9032838312878,-619.0528712448172]
[null,1.534,-1277.3783616401834,-618.50628265405328]
[null,1.5350000000000001,-1276.8536550704878,-617.96017667002809]
[null,1.536,-1276.3291640336313,-617.41455286662745]
[null,1.5369999999999999,-1275.8048884410791,-616.86941081811358]
[null,1.538,-1275.2808282043334,-616.32475009912446]
[null,1.5389999999999999,-1274.7569832349336,-615.78057028467265]
[null,1.54,-1274.2333534444545,-615.23687095014691]
[null,1.5409999999999999,-1273.7099387445069,-614.69365167131082]
[null,1.542,-1273.1867390467389,-614.1509120243029]
[null,1.5429999999999999,-1272.6637542628341,-613.60865158563468]
[null,1.544,-1272.1409843045133,-613.06686993219284]
[null,1.5449999999999999,-1271.6184290835322,-612.52556664123711]
[null,1.546,-1271.0960885116838,-611.98474129040005]
[null,1.5469999999999999,-1270.5739625007971,-611.44439345768808]
[null,1.548,-1270.0520509627372,-610.90452272147968]
[null,1.5489999999999999,-1269.5303538094058,-610.36512866052624]
[null,1.55,-1269.0088709527397,-609.82621085394919]
[null,1.5509999999999999,-1268.4876023047129,-609.28776888124423]
[null,1.552,-1267.9665477773353,-608.74980232227642]
[null,1.5529999999999999,-1267.4457072826533,-608.21231075728247]
[null,1.554,-1266.9250807327489,-607.67529376686946]
[null,1.5549999999999999,-1266.4046680397403,-607.13875093201534]
[null,1.556,-1265.8844691157815,-606.60268183406708]
[null,1.5569999999999999,-1265.3644838730634,-606.06708605474262]
[null,1.5580000000000001,-1264.8447122238124,-605.53196317612753]
[null,1.5589999999999999,-1264.325154080291,-604.99731278067816]
[null,1.56,-1263.8058093547972,-604.46313445121802]
[null,1.5609999999999999,-1263.286677959667,-603.92942777094015]
[null,1.5620000000000001,-1262.7677598072701,-603.39619232340442]
[null,1.5629999999999999,-1262.2490548100131,-602.86342769253952]
[null,1.5640000000000001,-1261.7305628803394,-602.33113346264111]
[null,1.5649999999999999,-1261.2122839307267,-601.79930921837115]
[null,1.5660000000000001,-1260.6942178736897,-601.2679545447595]
[null,1.5669999999999999,-1260.1763646217794,-600.73706902720153]
[null,1.5680000000000001,-1259.6587240875822,-600.2066522514599]
[null,1.569,-1259.1412961837193,-599.67670380366087]
[null,1.57,-1258.6240808228501,-599.14722327029881]
[null,1.571,-1258.1070779176682,-598.61821023823052]
[null,1.5720000000000001,-1257.5902873809034,-598.08966429467978]
[null,1.573,-1257.0737091253218,-597.56158502723315]
[null,1.5740000000000001,-1256.5573430637248,-597.03397202384258]
[null,1.575,-1256.0411891089495,-596.5068248728237]
[null,1.5760000000000001,-1255.5252471738702,-595.98014316285423]
[null,1.577,-1255.0095171713947,-595.45392648297729]
[null,1.5780000000000001,-1254.4939990144685,-594.9281744225965]
[null,1.579,-1253.9786926160718,-594.40288657148039]
[null,1.58,-1253.4635978892215,-593.87806251975758]
[null,1.581,-1252.9487147469692,-593.35370185791953]
[null,1.5820000000000001,-1252.4340431024027,-592.82980417682006]
[null,1.583,-1251.9195828686454,-592.30636906767234]
[null,1.5840000000000001,-1251.4053339588561,-591.7833961220523]
[null,1.585,-1250.8912962862305,-591.26088493189548]
[null,1.5860000000000001,-1250.3774697639981,-590.73883508949802]
[null,1.587,-1249.863854305426,-590.21724618751591]
[null,1.5880000000000001,-1249.3504498238149,-589.69611781896538]
[null,1.589,-1248.8372562325028,-589.17544957722123]
[null,1.59,-1248.3242734448625,-588.65524105601696]
[null,1.591,-1247.8115013743025,-588.13549184944623]
[null,1.5920000000000001,-1247.2989399342671,-587.6162015519601]
[null,1.593,-1246.7865890382357,-587.0973697583679]
[null,1.5940000000000001,-1246.2744485997232,-586.57899606383603]
[null,1.595,-1245.7625185322811,-586.06108006388956]
[null,1.5960000000000001,-1245.2507987494951,-585.54362135440942]
[null,1.597,-1244.739289164987,-585.02661953163533]
[null,1.5980000000000001,-1244.2279896924138,-584.51007419216126]
[null,1.599,-1243.7169002454684,-583.99398493293916]
[null,1.6,-1243.206020737879,-583.47835135127491]
[null,1.601,-1242.6953510834094,-582.96317304483227]
[null,1.6020000000000001,-1242.1848911958577,-582.44844961162789]
[null,1.603,-1241.6746409890593,-581.9341806500355]
[null,1.6040000000000001,-1241.1646003768835,-581.42036575878103]
[null,1.605,-1240.6547692732354,-580.90700453694774]
[null,1.6060000000000001,-1240.1451475920558,-580.39409658397017]
[null,1.607,-1239.6357352473206,-579.88164149963836]
[null,1.6080000000000001,-1239.1265321530404,-579.36963888409412]
[null,1.609,-1238.6175382232625,-578.85808833783381]
[null,1.61,-1238.1087533720683,-578.34698946170545]
[null,1.611,-1237.6001775135753,-577.83634185691017]
[null,1.6120000000000001,-1237.0918105619353,-577.32614512500152]
[null,1.613,-1236.5836524313365,-576.81639886788321]
[null,1.6140000000000001,-1236.0757030360021,-576.30710268781195]
[null,1.615,-1235.5679622901896,-575.79825618739574]
[null,1.6160000000000001,-1235.0604301081928,-575.28985896959227]
[null,1.617,-1234.55310640434,-574.78191063771101]
[null,1.6180000000000001,-1234.0459910929953,-574.27441079541052]
[null,1.619,-1233.5390840885575,-573.76735904670068]
[null,1.62,-1233.0323853054604,-573.26075499593958]
[null,1.621,-1232.5258946581741,-572.75459824783536]
[null,1.6220000000000001,-1232.0196120612022,-572.24888840744552]
[null,1.623,-1231.5135374290846,-571.74362508017612]
[null,1.6240000000000001,-1231.0076706763957,-571.23880787178018]
[null,1.625,-1230.5020117177455,-570.73443638836102]
[null,1.6260000000000001,-1229.9965604677789,-570.2305102363689]
[null,1.627,-1229.4913168411751,-569.72702902260096]
[null,1.6280000000000001,-1228.9862807526497,-569.22399235420187]
[null,1.629,-1228.4814521169519,-568.72139983866361]
[null,1.6300000000000001,-1227.9768308488672,-568.21925108382402]
[null,1.631,-1227.4724168632156,-567.71754569786822]
[null,1.6320000000000001,-1226.9682100748516,-567.21628328932627]
[null,1.633,-1226.4642103986657,-566.71546346707362]
[null,1.6340000000000001,-1225.9604177495823,-566.21508584033268]
[null,1.635,-1225.4568320425617,-565.71515001866885]
[null,1.6360000000000001,-1224.9534531925979,-565.21565561199395]
[null,1.637,-1224.4502811147215,-564.71660223056404]
[null,1.6380000000000001,-1223.9473157239959,-564.21798948497758]
[null,1.639,-1223.4445569355219,-563.71981698617878]
[null,1.6400000000000001,-1222.9420046644327,-563.22208434545519]
[null,1.641,-1222.4396588258985,-562.72479117443618]
[null,1.6420000000000001,-1221.9375193351225,-562.22793708509505]
[null,1.643,-1221.4355861073443,-561.73152168974798]
[null,1.6440000000000001,-1220.9338590578368,-561.23554460105322]
[null,1.645,-1220.432338101909,-560.74000543201043]
[null,1.6460000000000001,-1219.9310231549041,-560.24490379596102]
[null,1.647,-1219.4299141322003,-559.75023930658892]
[null,1.6480000000000001,-1218.9290109492104,-559.25601157791812]
[null,1.649,-1218.4283135213814,-558.76222022431364]
[null,1.6500000000000001,-1217.9278217641961,-558.26886486048056]
[null,1.651,-1217.4275355931716,-557.77594510146548]
[null,1.6520000000000001,-1216.9274549238596,-557.2834605626532]
[null,1.653,-1216.4275796718462,-556.79141085976983]
[null,1.6540000000000001,-1215.9279097527528,-556.29979560887921]
[null,1.655,-1215.4284450822347,-555.80861442638536]
[null,1.6560000000000001,-1214.929185575983,-555.31786692903052]
[null,1.657,-1214.4301311497222,-554.82755273389444]
[null,1.6580000000000001,-1213.9312817192119,-554.33767145839624]
[null,1.659,-1213.4326372002467,-553.84822272029317]
[null,1.6600000000000001,-1212.934197508655,-553.35920613767848]
[null,1.661,-1212.4359625603004,-552.87062132898347]
[null,1.6620000000000001,-1211.9379322710809,-552.38246791297638]
[null,1.663,-1211.4401065569291,-551.89474550876173]
[null,1.6640000000000001,-1210.9424853338116,-551.40745373578056]
[null,1.665,-1210.4450685177308,-550.92059221380987]
[null,1.6659999999999999,-1209.9478560247219,-550.43416056296303]
[null,1.667,-1209.4508477708559,-549.9481584036879]
[null,1.6679999999999999,-1208.9540436722375,-549.46258535676725]
[null,1.669,-1208.4574436450068,-548.97744104331935]
[null,1.67,-1207.9610476053369,-548.49272508479737]
[null,1.671,-1207.4648554694372,-548.00843710298761]
[null,1.6719999999999999,-1206.9688671535496,-547.5245767200114]
[null,1.673,-1206.4730825739514,-547.04114355832291]
[null,1.6739999999999999,-1205.9775016469548,-546.55813724070981]
[null,1.675,-1205.4821242889054,-546.07555739029362]
[null,1.6759999999999999,-1204.9869504161834,-545.5934036305274]
[null,1.677,-1204.4919799452034,-545.11167558519719]
[null,1.6779999999999999,-1203.9972127924145,-544.63037287842167]
[null,1.679,-1203.5026488743001,-544.14949513465069]
[null,1.68,-1203.0082881073783,-543.66904197866597]
[null,1.681,-1202.5141304082001,-543.18901303558152]
[null,1.6819999999999999,-1202.0201756933523,-542.70940793084003]
[null,1.6830000000000001,-1201.526423879455,-542.23022629021693]
[null,1.6839999999999999,-1201.0328748831637,-541.75146773981771]
[null,1.6850000000000001,-1200.5395286211663,-541.27313190607686]
[null,1.6859999999999999,-1200.0463850101864,-540.79521841576059]
[null,1.6870000000000001,-1199.5534439669821,-540.31772689596232]
[null,1.6879999999999999,-1199.0607054083437,-539.84065697410733]
[null,1.6890000000000001,-1198.568169251098,-539.36400827794739]
[null,1.69,-1198.0758354121042,-538.88778043556499]
[null,1.6910000000000001,-1197.5837038082566,-538.41197307536936]
[null,1.6919999999999999,-1197.0917743564837,-537.9365858260993]
[null,1.6930000000000001,-1196.6000469737476,-537.46161831681991]
[null,1.694,-1196.1085215770445,-536.98707017692539]
[null,1.6950000000000001,-1195.6171980834054,-536.51294103613543]
[null,1.696,-1195.1260764098945,-536.03923052449841]
[null,1.6970000000000001,-1194.6351564736108,-535.56593827238851]
[null,1.698,-1194.1444381916867,-535.09306391050563]
[null,1.6990000000000001,-1193.6539214812894,-534.62060706987654]
[null,1.7,-1193.1636062596197,-534.14856738185415]
[null,1.7010000000000001,-1192.6734924439122,-533.67694447811584]
[null,1.702,-1192.1835799514354,-533.20573799066483]
[null,1.7030000000000001,-1191.6938686994924,-532.73494755182901]
[null,1.704,-1191.2043586054203,-532.26457279426165]
[null,1.7050000000000001,-1190.7150495865892,-531.7946133509389]
[null,1.706,-1190.2259415604044,-531.32506885516261]
[null,1.7070000000000001,-1189.7370344443041,-530.85593894055751]
[null,1.708,-1189.2483281557606,-530.38722324107118]
[null,1.7090000000000001,-1188.7598226122807,-529.91892139097627]
[null,1.71,-1188.2715177314044,-529.45103302486586]
[null,1.7110000000000001,-1187.7834134307059,-528.98355777765858]
[null,1.712,-1187.2955096277933,-528.51649528459268]
[null,1.7130000000000001,-1186.807806240309,-528.0498451812299]
[null,1.714,-1186.3203031859275,-527.58360710345357]
[null,1.7150000000000001,-1185.8330003823594,-527.11778068746912]
[null,1.716,-1185.3458977473474,-526.65236556980187]
[null,1.7170000000000001,-1184.8589951986687,-526.18736138729844]
[null,1.718,-1184.3722926541343,-525.72276777712693]
[null,1.7190000000000001,-1183.8857900315888,-525.25858437677482]
[null,1.72,-1183.3994872489106,-524.79481082405084]
[null,1.7210000000000001,-1182.9133842240119,-524.33144675708172]
[null,1.722,-1182.4274808748382,-523.86849181431535]
[null,1.7230000000000001,-1181.9417771193689,-523.40594563451862]
[null,1.724,-1181.4562728756184,-522.94380785677674]
[null,1.7250000000000001,-1180.9709680616324,-522.4820781204927]
[null,1.726,-1180.4858625954914,-522.02075606539086]
[null,1.7270000000000001,-1180.0009563953106,-521.5598413315106]
[null,1.728,-1179.516249379237,-521.09933355921123]
[null,1.7290000000000001,-1179.0317414654526,-520.639232389168]
[null,1.73,-1178.5474325721721,-520.17953746237436]
[null,1.7310000000000001,-1178.0633226176446,-519.72024842014093]
[null,1.732,-1177.5794115201518,-519.26136490409419]
[null,1.7330000000000001,-1177.0956991980099,-518.80288655617755]
[null,1.734,-1176.6121855695685,-518.3448130186506]
[null,1.7350000000000001,-1176.1288705532102,-517.88714393408873]
[null,1.736,-1175.6457540673514,-517.42987894538351]
[null,1.7370000000000001,-1175.1628360304419,-516.97301769574028]
[null,1.738,-1174.6801163609657,-516.51655982868078]
[null,1.7390000000000001,-1174.1975949774394,-516.06050498804086]
[null,1.74,-1173.7152717984134,-515.60485281797116]
[null,1.7410000000000001,-1173.2331467424715,-515.14960296293623]
[null,1.742,-1172.7512197282317,-514.69475506771539]
[null,1.7430000000000001,-1172.2694906743441,-514.24030877740006]
[null,1.744,-1171.7879594994922,-513.78626373739633]
[null,1.7450000000000001,-1171.3066261223948,-513.33261959342246]
[null,1.746,-1170.8254904618025,-512.87937599151098]
[null,1.7470000000000001,-1170.3445524364995,-512.42653257800475]
[null,1.748,-1169.8638119653033,-511.97408899956019]
[null,1.7490000000000001,-1169.3832689670653,-511.52204490314676]
[null,1.75,-1168.9029233606695,-511.07039993604337]
[null,1.7510000000000001,-1168.4227750650339,-510.61915374584197]
[null,1.752,-1167.9428239991091,-510.16830598044504]
[null,1.7530000000000001,-1167.4630700818796,-509.71785628806623]
[null,1.754,-1166.9835132323631,-509.26780431722926]
[null,1.7550000000000001,-1166.5041533696101,-508.81814971676914]
[null,1.756,-1166.0249904127056,-508.36889213582953]
[null,1.7570000000000001,-1165.5460242807653,-507.92003122386564]
[null,1.758,-1165.0672548929413,-507.47156663064072]
[null,1.7590000000000001,-1164.5886821684162,-507.02349800622761]
[null,1.76,-1164.1103060264079,-506.57582500100881]
[null,1.7610000000000001,-1163.6321263861657,-506.12854726567451]
[null,1.762,-1163.1541431669734,-505.68166445122347]
[null,1.7630000000000001,-1162.6763562881472,-505.23517620896439]
[null,1.764,-1162.1987656690367,-504.78908219051118]
[null,1.7650000000000001,-1161.7213712290247,-504.34338204778669]
[null,1.766,-1161.2441728875278,-503.89807543302118]
[null,1.7670000000000001,-1160.7671705639932,-503.45316199875225]
[null,1.768,-1160.2903641779046,-503.00864139782243]
[null,1.7690000000000001,-1159.8137536487761,-502.56451328338369]
[null,1.77,-1159.3373388961566,-502.12077730889177]
[null,1.7710000000000001,-1158.8611198396266,-501.6774331281099]
[null,1.772,-1158.3850963988007,-501.23448039510623]
[null,1.7730000000000001,-1157.9092684933262,-500.79191876425404]
[null,1.774,-1157.4336360428833,-500.34974789023323]
[null,1.7750000000000001,-1156.9581989671851,-499.90796742802678]
[null,1.776,-1156.4829571859784,-499.46657703292408]
[null,1.7770000000000001,-1156.0079106190417,-499.02557636051716]
[null,1.778,-1155.5330591861875,-498.58496506670343]
[null,1.7790000000000001,-1155.058402807261,-498.14474280768331]
[null,1.78,-1154.5839414021402,-497.70490923996181]
[null,1.7810000000000001,-1154.109674890736,-497.26546402034597]
[null,1.782,-1153.6356031929922,-496.82640680594659]
[null,1.7830000000000001,-1153.1617262288853,-496.3877372541773]
[null,1.784,-1152.6880439184249,-495.94945502275357]
[null,1.7850000000000001,-1152.214556181654,-495.51155976969397]
[null,1.786,-1151.7412629386474,-495.07405115331795]
[null,1.7870000000000001,-1151.2681641095132,-494.63692883224695]
[null,1.788,-1150.7952596143928,-494.20019246540528]
[null,1.7890000000000001,-1150.3225493734594,-493.76384171201693]
[null,1.79,-1149.8500333069196,-493.3278762316063]
[null,1.7910000000000001,-1149.3777113350134,-492.89229568399963]
[null,1.792,-1148.9055833780117,-492.45709972932326]
[null,1.7929999999999999,-1148.4336493562205,-492.0222880280034]
[null,1.794,-1147.9619091899767,-491.58786024076608]
[null,1.7949999999999999,-1147.4903627996505,-491.15381602863704]
[null,1.796,-1147.0190101056451,-490.72015505294053]
[null,1.7969999999999999,-1146.5478510283965,-490.28687697530154]
[null,1.798,-1146.0768854883727,-489.85398145764196]
[null,1.7989999999999999,-1145.6061134060747,-489.42146816218332]
[null,1.8,-1145.1355347020362,-488.98933675144497]
[null,1.8009999999999999,-1144.6651492968238,-488.55758688824494]
[null,1.802,-1144.1949571110358,-488.12621823569725]
[null,1.8029999999999999,-1143.7249580653049,-487.69523045721536]
[null,1.804,-1143.2551520802945,-487.26462321650911]
[null,1.8049999999999999,-1142.7855390767013,-486.83439617758506]
[null,1.806,-1142.3161189752548,-486.40454900474629]
[null,1.8069999999999999,-1141.8468916967172,-485.97508136259273]
[null,1.8080000000000001,-1141.377857161883,-485.54599291602028]
[null,1.8089999999999999,-1140.9090152915783,-485.11728333022131]
[null,1.81,-1140.4403660066637,-484.68895227068214]
[null,1.8109999999999999,-1139.9719092280307,-484.26099940318625]
[null,1.8120000000000001,-1139.5036448766041,-483.8334243938113]
[null,1.8129999999999999,-1139.0355728733402,-483.40622690893048]
[null,1.8140000000000001,-1138.567693139229,-482.97940661521073]
[null,1.8149999999999999,-1138.1000055952925,-482.5529631796133]
[null,1.8160000000000001,-1137.632510162585,-482.12689626939425]
[null,1.8169999999999999,-1137.1652067621933,-481.70120555210292]
[null,1.8180000000000001,-1136.6980953152363,-481.27589069558206]
[null,1.819,-1136.2311757428661,-480.85095136796866]
[null,1.82,-1135.7644479662663,-480.42638723769062]
[null,1.821,-1135.2979119066536,-480.00219797347131]
[null,1.8220000000000001,-1134.8315674852761,-479.57838324432441]
[null,1.823,-1134.3654146234157,-479.15494271955748]
[null,1.8240000000000001,-1133.8994532423853,-478.73187606876843]
[null,1.825,-1133.4336832635311,-478.30918296184836]
[null,1.8260000000000001,-1132.9681046082303,-477.88686306897864]
[null,1.827,-1132.5027171978941,-477.46491606063319]
[null,1.8280000000000001,-1132.0375209539648,-477.04334160757509]
[null,1.829,-1131.5725157979173,-476.62213938085961]
[null,1.83,-1131.1077016512586,-476.2013090518326]
[null,1.831,-1130.6430784355284,-475.78085029212849]
[null,1.8320000000000001,-1130.1786460722983,-475.36076277367346]
[null,1.833,-1129.7144044831716,-474.94104616868225]
[null,1.8340000000000001,-1129.2503535897854,-474.52170014965873]
[null,1.835,-1128.7864933138067,-474.10272438939751]
[null,1.8360000000000001,-1128.3228235769366,-473.68411856098027]
[null,1.837,-1127.8593443009079,-473.26588233777824]
[null,1.8380000000000001,-1127.3960554074845,-472.84801539345125]
[null,1.839,-1126.9329568184642,-472.43051740194687]
[null,1.84,-1126.4700484556752,-472.01338803750116]
[null,1.841,-1126.0073302409789,-471.59662697463654]
[null,1.8420000000000001,-1125.5448020962685,-471.18023388816403]
[null,1.843,-1125.0824639434691,-470.76420845318125]
[null,1.8440000000000001,-1124.6203157045384,-470.34855034507257]
[null,1.845,-1124.1583573014657,-469.93325923950982]
[null,1.8460000000000001,-1123.6965886562721,-469.51833481244978]
[null,1.847,-1123.2350096910118,-469.10377674013682]
[null,1.8480000000000001,-1122.7736203277691,-468.68958469909984]
[null,1.849,-1122.3124204886626,-468.27575836615449]
[null,1.85,-1121.8514100958416,-467.86229741840111]
[null,1.851,-1121.3905890714871,-467.44920153322505]
[null,1.8520000000000001,-1120.9299573378125,-467.03647038829672]
[null,1.853,-1120.4695148170636,-466.62410366157127]
[null,1.8540000000000001,-1120.0092614315179,-466.21210103128857]
[null,1.855,-1119.5491971034846,-465.80046217597152]
[null,1.8560000000000001,-1119.0893217553039,-465.38918677442763]
[null,1.857,-1118.6296353093501,-464.97827450574766]
[null,1.8580000000000001,-1118.1701376880271,-464.56772504930632]
[null,1.859,-1117.7108288137722,-464.15753808476086]
[null,1.86,-1117.2517086090545,-463.74771329205095]
[null,1.861,-1116.7927769963742,-463.33825035139921]
[null,1.8620000000000001,-1116.3340338982632,-462.92914894331187]
[null,1.863,-1115.8754792372863,-462.52040874857545]
[null,1.8640000000000001,-1115.4171129360395,-462.11202944825936]
[null,1.865,-1114.9589349171504,-461.70401072371402]
[null,1.8660000000000001,-1114.5009451032788,-461.29635225657188]
[null,1.867,-1114.0431434171153,-460.88905372874535]
[null,1.8680000000000001,-1113.5855297813837,-460.48211482242931]
[null,1.869,-1113.1281041188386,-460.07553522009783]
[null,1.87,-1112.6708663522666,-459.66931460450559]
[null,1.871,-1112.2138164044859,-459.26345265868849]
[null,1.8720000000000001,-1111.7569541983466,-458.8579490659605]
[null,1.873,-1111.3002796567307,-458.45280350991698]
[null,1.8740000000000001,-1110.8437927025511,-458.04801567443093]
[null,1.875,-1110.3874932587528,-457.64358524365605]
[null,1.8760000000000001,-1109.9313812483126,-457.23951190202428]
[null,1.877,-1109.4754565942389,-456.83579533424614]
[null,1.8780000000000001,-1109.0197192195715,-456.4324352253102]
[null,1.879,-1108.5641690473822,-456.02943126048342]
[null,1.8800000000000001,-1108.1088060007737,-455.62678312531119]
[null,1.881,-1107.6536300028813,-455.22449050561585]
[null,1.8820000000000001,-1107.1986409768708,-454.82255308749762]
[null,1.883,-1106.7438388459402,-454.42097055733308]
[null,1.8840000000000001,-1106.2892235333193,-454.01974260177712]
[null,1.885,-1105.8347949622687,-453.61886890775969]
[null,1.8860000000000001,-1105.380553056081,-453.21834916248849]
[null,1.887,-1104.9264977380801,-452.81818305344677]
[null,1.8880000000000001,-1104.4726289316216,-452.41837026839357]
[null,1.889,-1104.018946560092,-452.01891049536368]
[null,1.8900000000000001,-1103.5654505469104,-451.6198034226677]
[null,1.891,-1103.1121408155263,-451.22104873889174]
[null,1.8920000000000001,-1102.6590172894216,-450.82264613289533]
[null,1.893,-1102.2060798921082,-450.42459529381421]
[null,1.8940000000000001,-1101.7533285471306,-450.02689591105877]
[null,1.895,-1101.3007631780649,-449.62954767431256]
[null,1.8960000000000001,-1100.8483837085175,-449.23255027353264]
[null,1.897,-1100.3961900621266,-448.83590339895193]
[null,1.8980000000000001,-1099.9441821625628,-448.43960674107501]
[null,1.899,-1099.4923599335266,-448.04365999068119]
[null,1.9000000000000001,-1099.0407232987504,-447.64806283882103]
[null,1.901,-1098.5892721819982,-447.25281497681931]
[null,1.9020000000000001,-1098.138006507065,-446.85791609627324]
[null,1.903,-1097.686926197777,-446.46336588905115]
[null,1.9040000000000001,-1097.2360311779919,-446.06916404729532]
[null,1.905,-1096.7853213715987,-445.67531026341749]
[null,1.9060000000000001,-1096.3347967025179,-445.28180423010349]
[null,1.907,-1095.8844570947003,-444.88864564030825]
[null,1.9080000000000001,-1095.4343024721293,-444.49583418725933]
[null,1.909,-1094.9843327588187,-444.10336956445525]
[null,1.9100000000000001,-1094.5345478788129,-443.71125146566379]
[null,1.911,-1094.0849477561887,-443.31947958492373]
[null,1.9120000000000001,-1093.6355323150542,-442.92805361654467]
[null,1.913,-1093.1863014795474,-442.53697325510598]
[null,1.9140000000000001,-1092.7372551738381,-442.14623819545534]
[null,1.915,-1092.2883933221276,-441.75584813271172]
[null,1.9160000000000001,-1091.8397158486482,-441.36580276226169]
[null,1.917,-1091.3912226776629,-440.97610177976242]
[null,1.9180000000000001,-1090.942913733466,-440.58674488113735]
[null,1.919,-1090.4947889403829,-440.1977317625811]
[null,1.92,-1090.0468482227707,-439.80906212055538]
[null,1.921,-1089.5990915050165,-439.42073565178993]
[null,1.9219999999999999,-1089.151518711539,-439.03275205328134]
[null,1.923,-1088.7041297667884,-438.64511102229534]
[null,1.9239999999999999,-1088.256924595245,-438.25781225636376]
[null,1.925,-1087.8099031214203,-437.87085545328648]
[null,1.9259999999999999,-1087.3630652698582,-437.48424031112989]
[null,1.927,-1086.9164109651315,-437.09796652822558]
[null,1.9279999999999999,-1086.4699401318455,-436.71203380317399]
[null,1.929,-1086.0236526946355,-436.32644183483939]
[null,1.93,-1085.5775485781687,-435.94119032235403]
[null,1.931,-1085.1316277071421,-435.55627896511339]
[null,1.9319999999999999,-1084.6858900062848,-435.1717074627806]
[null,1.9330000000000001,-1084.2403354003566,-434.78747551528278]
[null,1.9339999999999999,-1083.7949638141472,-434.40358282281227]
[null,1.9350000000000001,-1083.3497751724781,-434.02002908582597]
[null,1.9359999999999999,-1082.9047694002018,-433.63681400504566]
[null,1.9370000000000001,-1082.4599464222006,-433.25393728145679]
[null,1.9379999999999999,-1082.0153061633894,-432.87139861630902]
[null,1.9390000000000001,-1081.5708485487119,-432.48919771111628]
[null,1.94,-1081.1265735031445,-432.10733426765597]
[null,1.9410000000000001,-1080.6824809516934,-431.7258079879677]
[null,1.9419999999999999,-1080.2385708193954,-431.34461857435531]
[null,1.9430000000000001,-1079.7948430313193,-430.96376572938567]
[null,1.944,-1079.3512975125627,-430.58324915588742]
[null,1.9450000000000001,-1078.9079341882564,-430.20306855695151]
[null,1.946,-1078.4647529835597,-429.82322363593164]
[null,1.9470000000000001,-1078.0217538236641,-429.44371409644339]
[null,1.948,-1077.5789366337913,-429.06453964236408]
[null,1.9490000000000001,-1077.1363013391938,-428.68569997783186]
[null,1.95,-1076.6938478651546,-428.30719480724679]
[null,1.9510000000000001,-1076.251576136988,-427.92902383527002]
[null,1.952,-1075.8094860800379,-427.55118676682167]
[null,1.9530000000000001,-1075.3675776196799,-427.17368330708592]
[null,1.954,-1074.9258506813201,-426.7965131615037]
[null,1.9550000000000001,-1074.4843051903947,-426.41967603577791]
[null,1.956,-1074.0429410723709,-426.04317163587143]
[null,1.9570000000000001,-1073.6017582527465,-425.66699966800536]
[null,1.958,-1073.1607566570499,-425.29115983866166]
[null,1.9590000000000001,-1072.7199362108399,-424.91565185458052]
[null,1.96,-1072.2792968397059,-424.54047542276152]
[null,1.9610000000000001,-1071.8388384692685,-424.1656302504627]
[null,1.962,-1071.398561025178,-423.79111604520085]
[null,1.9630000000000001,-1070.9584644331153,-423.41693251475067]
[null,1.964,-1070.5185486187929,-423.04307936714542]
[null,1.9650000000000001,-1070.0788135079522,-422.6695563106756]
[null,1.966,-1069.6392590263667,-422.29636305388948]
[null,1.9670000000000001,-1069.1998850998389,-421.92349930559226]
[null,1.968,-1068.7606916542036,-421.55096477484665]
[null,1.9690000000000001,-1068.3216786153234,-421.17875917097291]
[null,1.97,-1067.8828459090939,-420.80688220354631]
[null,1.9710000000000001,-1067.4441934614401,-420.43533358240029]
[null,1.972,-1067.0057211983174,-420.06411301762313]
[null,1.9730000000000001,-1066.5674290457114,-419.69322021956049]
[null,1.974,-1066.1293169296389,-419.32265489881161]
[null,1.9750000000000001,-1065.6913847761464,-418.9524167662334]
[null,1.976,-1065.2536325113113,-418.58250553293766]
[null,1.9770000000000001,-1064.81606006124,-418.21292091029017]
[null,1.978,-1064.3786673520713,-417.84366260991243]
[null,1.9790000000000001,-1063.9414543099726,-417.47473034368062]
[null,1.98,-1063.5044208611434,-417.10612382372449]
[null,1.9810000000000001,-1063.0675669318116,-416.73784276242918]
[null,1.982,-1062.6308924482364,-416.36988687243257]
[null,1.9830000000000001,-1062.1943973367074,-416.00225586662776]
[null,1.984,-1061.7580815235442,-415.6349494581591]
[null,1.9850000000000001,-1061.3219449350966,-415.26796736042638]
[null,1.986,-1060.8859874977447,-414.90130928708186]
[null,1.9870000000000001,-1060.4502091378993,-414.53497495202964]
[null,1.988,-1060.0146097820007,-414.168964069428]
[null,1.9890000000000001,-1059.5791893565195,-413.80327635368604]
[null,1.99,-1059.1439477879571,-413.43791151946596]
[null,1.9910000000000001,-1058.7088850028447,-413.07286928168145]
[null,2.0169999999999999,-1047.4597656125234,-403.69407445844894]
[null,2.0289999999999999,-1042.3082548806185,-399.43751687984991]
[null,2.06,-1029.117146629832,-388.64798705471998]
[null,2.0779999999999998,-1021.5345389091967,-382.51735176769733]
[null,2.1160000000000001,-1005.7097825790522,-369.89062346128867]
[null,2.1390000000000002,-996.25097635535258,-362.45150390096262]
[null,2.1859999999999999,-977.19784354814772,-347.71181411571331]
[null,2.2170000000000001,-964.83075111045423,-338.31948908261]
[null,2.2429999999999999,-954.57911681849214,-330.63796529160351]
[null,2.2650000000000001,-945.98978251924177,-324.27459847522408]
[null,2.2960000000000003,-934.01764897149155,-315.51535502931375]
[null,2.3140000000000001,-927.13574105702605,-310.53833306195799]
[null,2.3380000000000001,-918.03867577960841,-304.0242140363618]
[null,2.375,-904.18860259809492,-294.24831400997493]
[null,2.4220000000000002,-886.89614724603598,-282.28221972795387]
[null,2.4239999999999999,-886.16767920328869,-281.78396139755318]
[null,2.4649999999999999,-871.36524225070548,-271.76127523243935]
[null,2.5009999999999999,-858.5719862050521,-263.25522959802288]
[null,2.532,-847.70618335057247,-256.14422967604162]
[null,2.5500000000000003,-841.46022440240233,-252.10374341257472]
[null,2.5880000000000001,-828.4250283267985,-243.78191053783539]
[null,2.5979999999999999,-825.02840396086503,-241.63798659926394]
[null,2.629,-814.58711757973276,-235.11090751149499]
[null,2.66,-804.27797266278378,-228.76013663592997]
[null,2.6870000000000003,-795.40540121306549,-223.36875516042818]
[null,2.7370000000000001,-779.23236499764971,-213.71799159286746]
[null,2.7389999999999999,-778.59232853166952,-213.34075646353369]
[null,2.786,-763.70188085305017,-204.66490180441807]
[null,2.81,-756.20843026653029,-200.37167488595597]
[null,2.8340000000000001,-748.78850549302717,-196.16850638596694]
[null,2.8650000000000002,-739.31208603011089,-190.86964020300104]
[null,2.8959999999999999,-729.95559699505122,-185.71390598011502]
[null,2.9370000000000003,-717.76250763252813,-179.10830576460239]
[null,2.944,-715.70121045094936,-178.00423633964169]
[null,2.9750000000000001,-706.64353284158994,-173.19601994577903]
[null,3.0220000000000002,-693.12909381153065,-166.15271738374105]
[null,3.032,-690.28719612824557,-164.6914982659172]
[null,3.0700000000000003,-679.59384581997404,-159.25510487521615]
[null,3.101,-670.9931310651906,-154.95333643524344]
[null,3.1320000000000001,-662.50126410934979,-150.76776654178192]
[null,3.1590000000000003,-655.19273397283723,-147.21449648525203]
[null,3.18,-649.56410855708532,-144.50884012302632]
[null,3.2269999999999999,-637.14130394171013,-138.63214916792128]
[null,3.2290000000000001,-636.6179765148438,-138.38744858688281]
[null,3.282,-622.90533622729743,-132.0579290825938]
[null,3.306,-616.7933827620451,-129.28776843983138]
[null,3.3370000000000002,-608.98744987962652,-125.79547196126794]
[null,3.3679999999999999,-601.28030629986358,-122.39750872738303]
[null,3.3810000000000002,-598.07737808252125,-121.00001662619644]
[null,3.4159999999999999,-589.53865798229617,-117.3163364149226]
[null,3.4340000000000002,-585.19489556975543,-115.46575775318864]
[null,3.4649999999999999,-577.78886268156919,-112.34681878423423]
[null,3.504,-568.6045814724755,-108.54237861157758]
[null,3.5420000000000003,-559.79623617695586,-104.95944278363208]
[null,3.544,-559.33643750743704,-104.77417813334148]
[null,3.5910000000000002,-548.63922196569354,-100.51336291649731]
[null,3.6219999999999999,-541.69582558204843,-97.79831517766101]
[null,3.633,-539.25322007433635,-96.852643377692743]
[null,3.67,-531.11772779231887,-93.738346176228276]
[null,3.7010000000000001,-524.39607763899915,-91.206303894054443]
[null,3.7320000000000002,-517.75949446503091,-88.742656653828263]
[null,3.7600000000000002,-511.83738239078929,-86.574676156578718]
[null,3.7800000000000002,-507.64881923852874,-85.058621458897974]
[null,3.827,-497.94012072586634,-81.599571957458537]
[null,3.8580000000000001,-491.63835538518725,-79.395419923293659]
[null,3.883,-486.61442693143425,-77.661322201239258]
[null,3.9060000000000001,-482.03776709403883,-76.099423022336737]
[null,3.9370000000000003,-475.93725667695634,-74.043839959464094]
[null,3.968,-469.91395230033299,-72.043781913215525]
[null,3.9820000000000002,-467.21879500817369,-71.158326825535482]
[null,4.016,-460.66939596741315,-68.964826380014188]
[null,4.0339999999999998,-457.03591448195181,-67.568788739882919]
[null,4.0650000000000004,-450.43953742006818,-64.704034374909838]
[null,4.1050000000000004,-441.30610796960286,-60.181599579490403]
[null,4.1420000000000003,-432.24770615896193,-55.211267291388545]
[null,4.173,-424.21739075703255,-50.494461587614396]
[null,4.1909999999999998,-419.3737094765126,-47.534225901392134]
[null,4.2320000000000002,-407.85493604039891,-40.211292627117373]
[null,4.2519999999999998,-401.99551113926498,-36.358282034524564]
[null,4.2700000000000005,-396.58976208678041,-32.739572813253552]
[null,4.3010000000000002,-386.99115596316659,-26.184257098772328]
[null,4.327,-378.66439316564959,-20.383743818470613]
[null,4.3490000000000002,-371.42581220853879,-15.269411975325921]
[null,4.38,-360.93222538872146,-7.7562175977138628]
[null,4.4270000000000005,-344.38494160424835,4.2799722074922615]
[null,4.4539999999999997,-334.54175027599052,11.524358026243487]
[null,4.4880000000000004,-321.80740792005986,20.967040879993927]
[null,4.5060000000000002,-314.91621570035102,26.103398114928051]
[null,4.5369999999999999,-302.81160629383362,35.1602184482025]
[null,4.577,-286.76298181028994,47.217471135219547]
[null,4.585,-283.49661985214829,49.67636711579204]
[null,4.6159999999999997,-270.66577557714066,59.345625268524991]
[null,4.6630000000000003,-250.70109934056535,74.406436119320787]
[null,4.6760000000000002,-245.073548111831,78.651643348185786]
[null,4.6950000000000003,-236.76880361448639,84.914251242743418]
[null,4.742,-215.82971339843439,100.68320918765595]
[null,4.7729999999999997,-201.72143851403527,111.28240366512165]
[null,4.8029999999999999,-187.85250988051916,121.67539790712596]
[null,4.8209999999999997,-179.43247845166786,127.97044568340989]
[null,4.8520000000000003,-164.76340956165291,138.90785841422979]
[null,4.87,-156.15112210083461,145.31037622406433]
[null,4.8979999999999997,-142.62039630340627,155.338986078722]
[null,4.931,-126.47165680384616,167.25612491488212]
[null,4.9779999999999998,-103.11483514204576,184.38262134087728]
[null,5.0090000000000003,-87.49302956911977,195.75813815689605]
[null,5.0250000000000004,-79.366472933921742,201.64892765945837]
[null,5.0570000000000004,-62.98944053728794,213.46169426176434]
[null,5.0880000000000001,-46.974533636955414,224.93386043275373]
[null,5.1059999999999999,-37.611652866757886,231.60287953181498]
[null,5.1479999999999997,-15.594275495188834,247.16967721751837]
[null,5.1539999999999999,-12.430426874021467,249.39280534849522]
[null,5.1850000000000005,3.9850693029862954,260.8697263348721]
[null,5.2160000000000002,20.509169602947541,272.32189021939661]
[null,5.2629999999999999,45.747674679996265,289.60940618451423]
[null,5.2770000000000001,53.304599439861065,294.73578592827374]
[null,5.3239999999999998,78.788702558192526,311.84665201648579]
[null,5.3420000000000005,88.590240775623798,318.35289814309346]
[null,5.3730000000000002,105.51679610805367,329.48724698798799]
[null,5.4039999999999999,122.49327210884294,340.52146909245613]
[null,5.4210000000000003,131.82059353054277,346.52562565828015]
[null,5.452,148.8549052507976,357.38104122120689]
[null,5.4990000000000006,174.72502434168373,373.5862311133111]
[null,5.5270000000000001,190.14976939670549,383.08089510135858]
[null,5.5309999999999997,192.35351804174178,384.4269010588522]
[null,5.5780000000000003,218.24098281013701,400.03613894859791]
[null,5.609,235.2979615892294,410.11101155353902]
[null,5.6260000000000003,244.64146528246229,415.55670235991391]
[null,5.657,261.65421236660052,425.33543715428232]
[null,5.6879999999999997,278.62564407056396,434.9092236597931]
[null,5.7060000000000004,288.45711782809832,440.36999443981148]
[null,5.7490000000000006,311.86181858004204,453.10922226906854]
[null,5.7830000000000004,330.27255854411834,462.8627364060581]
[null,5.8140000000000001,346.97337597394335,471.49788853990628]
[null,5.8159999999999998,348.04780432779944,472.04631500406964]
[null,5.8479999999999999,365.18457644360592,480.67433444733138]
[null,5.8929999999999998,389.0958730988267,492.32596718838244]
[null,5.9240000000000004,405.42683072058321,500.0126157168109]
[null,5.9420000000000002,414.85192856355548,504.34456648413936]
[null,5.9710000000000001,429.94237531707643,511.11607025804767]
[null,5.99,439.76280374977847,515.41087755104286]
[null,6.0209999999999999,455.6662039714837,522.17209261428047]
[null,6.0520000000000005,471.41331464048449,528.62169778823466]
[null,6.0979999999999999,494.47196640865843,537.60279103957646]
[null,6.1290000000000004,509.79059437653228,543.24861793921843]
[null,6.1470000000000002,518.59938571004045,546.37367384483434]
[null,6.1779999999999999,533.61603534667233,551.48798650085575]
[null,6.1930000000000005,540.80998315883596,553.83968464437646]
[null,6.226,556.46482952500708,558.72751618511006]
[null,6.2570000000000006,570.9480652246408,562.95682408693995]
[null,6.2880000000000003,585.20671290156019,566.83067716020457]
[null,6.32,599.68086329559424,570.45248144825746]
[null,6.3360000000000003,606.82201843412179,572.11856026005967]
[null,6.383,627.41665792408469,576.44947806234427]
[null,6.4139999999999997,640.67797502256064,578.84283586658432]
[null,6.4430000000000005,652.84371746591978,580.74624989607082]
[null,6.4619999999999997,660.68555509509474,581.81678972448617]
[null,6.4930000000000003,673.25617192505172,583.26262123474146]
[null,6.524,685.54285264365421,584.33474288926948]
[null,6.5419999999999998,692.54400173407271,584.78562265596008]
[null,6.5720000000000001,703.99103469050294,585.25689753369511]
[null,6.6189999999999998,721.35530336975398,585.29215260882393]
[null,6.6210000000000004,722.07851254512332,585.27465576649627]
[null,6.665,737.65846871627502,584.49891728516684]
[null,6.6980000000000004,748.921697361204,583.42869543182235]
[null,6.7290000000000001,759.16619475454308,582.04488163578139]
[null,6.7469999999999999,764.96299323335836,581.07431841682649]
[null,6.7780000000000005,774.68171036464071,579.11738382807698]
[null,6.7940000000000005,779.56543314605869,577.96708966570679]
[null,6.8260000000000005,789.05921372227351,575.38283130039906]
[null,6.8570000000000002,797.90442305701345,572.5226192026596]
[null,6.8879999999999999,806.39897071463429,569.31644492662144]
[null,6.9210000000000003,815.05170805213243,565.52946451826745]
[null,6.9649999999999999,825.95571965306533,559.89268132907193]
[null,6.9830000000000005,830.20592426270548,557.39709037544765]
[null,7.0140000000000002,837.23670048043857,552.84655374410227]
[null,7.0440000000000005,843.69019081803674,548.14455251382788]
[null,7.0620000000000003,847.39581564334401,545.1855150033432]
[null,7.093,853.48348549304853,539.85255947661346]
[null,7.1240000000000006,859.19707054013304,534.22729884232933]
[null,7.1429999999999998,862.51325608188529,530.63890585666661]
[null,7.1719999999999997,867.30175911095603,524.9614799638523]
[null,7.2190000000000003,874.35940992379801,515.26417530359322]
[null,7.25,878.53719812642146,508.54684840778549]
[null,7.266,880.54479824857719,504.98403877551169]
[null,7.298,884.25610020280646,497.6700139636086]
[null,7.3289999999999997,887.46498367330423,490.3544961348083]
[null,7.3470000000000004,889.15376376255381,486.00737441636312]
[null,7.3929999999999998,892.88807225716448,474.58433641340662]
[null,7.4080000000000004,893.92538020346774,470.76669254262373]
[null,7.4260000000000002,895.05330649441964,466.12846209769134]
[null,7.4569999999999999,896.69775687376955,458.00112441155591]
[null,7.4880000000000004,897.96635197687283,449.70820448919352]
[null,7.5339999999999998,899.16007190195228,437.12435018883679]
[null,7.5650000000000004,899.50354726222292,428.47485228995362]
[null,7.5830000000000002,899.53381292535983,423.39615464159533]
[null,7.6150000000000002,899.28275162140642,414.2745098199602]
[null,7.6440000000000001,898.72054058024673,405.91566106596827]
[null,7.6619999999999999,898.21274651672218,400.6881923543533]
[null,7.6930000000000005,897.05536016436508,391.62373250134823]
[null,7.7140000000000004,896.06958889419468,385.44471662585215]
[null,7.7700000000000005,892.6547885190912,368.84984923604702]
[null,7.7720000000000002,892.5119040896667,368.2547002934719]
[null,7.819,888.74480519359736,354.23762375184447]
[null,7.8369999999999997,887.09625456252786,348.85943018037273]
[null,7.88,882.70460215217349,336.01020453919597]
[null,7.8980000000000006,880.67899634814182,330.63728913429657]
[null,7.9290000000000003,876.93574308094185,321.40220142395185]
[null,7.9640000000000004,872.32841287952203,311.01727572980593]
[null,7.9770000000000003,870.51582260623354,307.17482874185941]
[null,8.0080000000000009,865.97578559513499,298.05204978361775]
[null,8.0549999999999997,858.51930792527344,284.35133652185471]
[null,8.0590000000000011,857.85343151250811,283.19372979883588]
[null,8.0869999999999997,853.05756984184188,275.13218160547751]
[null,8.1340000000000003,844.48816780113975,261.78262231918387]
[null,8.1650000000000009,838.49007149262366,253.11910701863178]
[null,8.1859999999999999,834.27504011665565,247.32092557487866]
[null,8.213000000000001,828.67984506007406,239.95616099186918]
[null,8.2439999999999998,822.01781982748707,231.6335727518177]
[null,8.2620000000000005,818.03575682349128,226.87029251170748]
[null,8.3090000000000011,807.25702199204932,214.68858544109978]
[null,8.3390000000000004,800.0987124916586,207.11793367762007]
[null,8.370000000000001,792.48338747832361,199.47289233382594]
[null,8.4009999999999998,784.65434465477813,192.01709070755737]
[null,8.4190000000000005,780.01371433185557,187.77792878888366]
[null,8.4380000000000006,775.04204881855298,183.37704971049641]
[null,8.48,763.79497924787199,173.9258871578252]
[null,8.4979999999999993,758.87059489861076,169.99545412143144]
[null,8.5289999999999999,750.24992890719375,163.40016748260473]
[null,8.5649999999999995,740.02703204334603,156.02377220902548]
[null,8.577,736.57108751747228,153.63384867223562]
[null,8.6080000000000005,727.53670055826638,147.6221751010653]
[null,8.6549999999999994,713.56304030042736,138.96210486508511]
[null,8.6880000000000006,703.56754151805717,133.21510732534986]
[null,8.7159999999999993,694.97669002261853,128.5578954816686]
[null,8.734,689.40408244417938,125.67110423918312]
[null,8.7650000000000006,679.72118086241187,120.89731035801933]
[null,8.7870000000000008,672.78791580186157,117.66212269933722]
[null,8.8130000000000006,664.53320304877536,114.00277113687099]
[null,8.8439999999999994,654.61195107912283,109.87249411528876]
[null,8.891,639.42518827807976,104.09361901104309]
[null,8.91,633.24241444916493,101.92241764889597]
[null,8.9390000000000001,623.76392707502873,98.790783276053787]
[null,8.9700000000000006,613.58342195844023,95.685426975589408]
[null,9.0009999999999994,603.36158947696015,92.828316887938058]
[null,9.0090000000000003,600.71805642692345,92.130982645963428]
[null,9.0489999999999995,587.47303079263975,88.887784990399751]
[null,9.08,577.18511829948375,86.649991998757244]
[null,9.0980000000000008,571.20600131526339,85.45937883206949]
[null,9.1319999999999997,559.90799841527542,83.424798274236551]
[null,9.1750000000000007,545.62619861291273,81.244397621268277]
[null,9.2059999999999995,535.34605145931789,79.937073633568247]
[null,9.2370000000000001,525.08836126711435,78.844725689857043]
[null,9.2590000000000003,517.82663230365529,78.196422408364171]
[null,9.2850000000000001,509.26802422929075,77.562344923540763]
[null,9.3030000000000008,503.3599250288529,77.205125214391927]
[null,9.3339999999999996,493.22239839738626,76.741999660060472]
[null,9.354000000000001,486.71014761700383,76.542306110688571]
[null,9.3819999999999997,477.63428013332026,76.38857623220251]
[null,9.4130000000000003,467.64786433403253,76.382943104948666]
[null,9.4440000000000008,457.73310617033133,76.54197158815316]
[null,9.4809999999999999,446.00246211643866,76.934998914426089]
[null,9.5210000000000008,433.45889660353401,77.591646622449119]
[null,9.5389999999999997,427.86460389799834,77.960484448187302]
[null,9.57,418.30775160619856,78.695160635360764]
[null,9.604000000000001,407.9451499333033,79.635594266168582]
[null,9.6180000000000003,403.71609063571174,80.060836143856378]
[null,9.6490000000000009,394.43376997665831,81.075156520960391]
[null,9.68,385.26875233368946,82.18139076096729]
[null,9.7029999999999994,378.54769554099965,83.055525053124526]
[null,9.7279999999999998,371.32090908127253,84.051816600115643]
[null,9.7750000000000004,357.96483345549967,86.036510738573483]
[null,9.8060000000000009,349.32616436265386,87.411050176700186]
[null,9.8260000000000005,343.82713937409085,88.319748788843668]
[null,9.854000000000001,336.22873819192108,89.614734853649438]
[null,9.8849999999999998,327.95561005696516,91.071340533970101]
[null,9.9030000000000005,323.2204049415941,91.924334536370196]
[null,9.9529999999999994,310.33741649132867,94.303005787922032]
[null,9.9640000000000004,307.55741466108208,94.825251114732993]
[null,10.011000000000001,295.90422933666235,97.03663338767609]
[null,10.042,288.42068950688758,98.466245463451727]
[null,10.044,287.94347945131187,98.557418672171409]
[null,10.082000000000001,279.0067012713294,100.25994659013745]
[null,10.121,270.09450026708106,101.93704416888735]
[null,10.138999999999999,266.07084824714201,102.68252778609508]
[null,10.17,259.27506911678603,103.91811847770566]
[null,10.205,251.80727433437769,105.23134200386718]
[null,10.218,249.08914438618231,105.69497298182618]
[null,10.249000000000001,242.72953004257877,106.74353569279199]
[null,10.295999999999999,233.41674186231646,108.16763606430467]
[null,10.304,231.87118413075527,108.38881767971546]
[null,10.357000000000001,221.92311415288211,109.6868683618063]
[null,10.375,218.65961383215614,110.05856376737296]
[null,10.406000000000001,213.17570332995288,110.61222711162807]
[null,10.427,209.55876573612287,110.92320852995921]
[null,10.454000000000001,205.0243214999997,111.24464835242999]
[null,10.484999999999999,199.97825223159739,111.50205233487645]
[null,10.503,197.12646663701588,111.59552060959112]
[null,10.554,189.35604218280076,111.63157861537522]
[null,10.564,187.88573845738205,111.59838075213567]
[null,10.611000000000001,181.20693800058089,111.26268097613001]
[null,10.641999999999999,177.0087571939309,110.87771903996668]
[null,10.649000000000001,176.08331354463826,110.77270539759662]
[null,10.69,170.8277834512173,110.02361420981073]
[null,10.721,167.03897595927899,109.3054715333509]
[null,10.739000000000001,164.91105425721051,108.828800727464]
[null,10.776,160.70076684276592,107.71240738717636]
[null,10.8,158.08590752284235,106.89105200008528]
[null,10.847,153.22433637526569,105.06525089835893]
[null,10.849,153.02495856478103,104.98127710071066]
[null,10.903,147.86790705842054,102.52547924220323]
[null,10.926,145.80139776286813,101.37183297236591]
[null,10.957000000000001,143.13575324821508,99.719097265911898]
[null,10.975,141.64982518465217,98.709444505513076]
[null,10.998000000000001,139.81599759764168,97.367642881568386]
[null,11.036,136.94207324273611,95.028825963618473]
[null,11.054,135.64695137420819,93.870309577073385]
[null,11.085000000000001,133.51357584130989,91.80291676439154]
[null,11.125,130.93720034166549,89.008845448739095]
[null,11.162000000000001,128.72453880475504,86.308325093354014]
[null,11.164,128.60947230169495,86.159401775850611]
[null,11.211,126.03510321904784,82.580221140670929]
[null,11.248000000000001,124.17768901462642,79.665918588108482]
[null,11.272,123.04912289671221,77.736486511440589]
[null,11.290000000000001,122.24075076094618,76.27173934477139]
[null,11.321,120.92255032848453,73.718351646223581]
[null,11.347,119.88668140094553,71.551607043645745]
[null,11.369,119.05799331175183,69.703920879936547]
[null,11.4,117.96179297819191,67.083898018453311]
[null,11.447000000000001,116.45115510167645,63.091280607493509]
[null,11.47,115.77474891482538,61.135833251006183]
[null,11.495000000000001,115.0838328603534,59.01427553223769]
[null,11.526,114.2881677761587,56.395381093720189]
[null,11.557,113.55644742815917,53.797049610114456]
[null,11.575000000000001,113.15938404878831,52.30089749249742]
[null,11.599,112.66015453645075,50.323596027805188]
[null,11.636000000000001,111.95428704422318,47.32227307590864]
[null,11.654,111.63720957293295,45.886108837039906]
[null,11.685,111.12877647967284,43.454866846303013]
[null,11.726000000000001,110.52401464512261,40.331981991228787]
[null,11.762,110.05049447578946,37.688586017664228]
[null,11.793000000000001,109.6813676148417,35.494617890559653]
[null,11.811,109.48198227993791,34.258320960228431]
[null,11.849,109.09360094932703,31.745411341428376]
[null,11.859,108.99814508253677,31.107039518116604]
[null,11.89,108.71826873475413,29.19188422544385]
[null,11.920999999999999,108.4601724892408,27.377230285187785]
[null,11.948,108.25069245387539,25.882425964434365]
[null,11.968999999999999,108.09626726059123,24.77698449078521]
[null,12,107.87980169993305,23.239558087484347]
[null,12.047000000000001,107.57196226570753,21.130898726588718]
[null,12.071,107.42155012070887,20.160640303685664]
[null,12.095000000000001,107.27410227128172,19.264104255302666]
[null,12.125999999999999,107.08612184210834,18.216945366602495]
[null,12.157,106.89866846602619,17.296522439797346]
[null,12.198,106.64758756356413,16.27622636628444]
[null,12.205,106.60402871611214,16.124599543541159]
[null,12.236000000000001,106.40758949597733,15.532510563198084]
[null,12.282999999999999,106.09523588317832,14.881952335938298]
[null,12.293000000000001,106.02597638251906,14.781855712340006]
[null,12.331,105.75206381502306,14.523262732738234]
[null,12.362,105.51442123553851,14.453804224826477]
[null,12.393000000000001,105.26230994985886,14.509536571705638]
[null,12.42,105.02978426396994,14.658276604586886]
[null,12.441000000000001,104.83998319794453,14.83724024399371]
[null,12.459,104.6707301174478,15.033901335668432]
[null,12.49,104.36431404656375,15.464151140721292]
[null,12.543000000000001,103.7939244126399,16.458161512513694]
[null,12.567,103.51523272878728,17.010701368671238]
[null,12.598000000000001,103.13555132876506,17.813944499896529]
[null,12.629,102.73297879262074,18.713278151045813]
[null,12.641999999999999,102.55718984754036,19.117684285020655]
[null,12.677,102.06303368947623,20.282201029924739]
[null,12.695,101.7968734082045,20.921942617962255]
[null,12.726000000000001,101.31906151234163,22.084210467349703]
[null,12.765000000000001,100.68263569549605,23.64617877632822]
[null,12.774000000000001,100.53013930478924,24.021106430572477]
[null,12.805,99.988643648669466,25.350178442772478]
[null,12.852,99.119612283504281,27.463482759193564]
[null,12.864000000000001,98.888463238360742,28.01936082026344]
[null,12.913,97.905711930941862,30.344217044755297]
[null,12.931000000000001,97.529124781333451,31.216287661430659]
[null,12.962,96.861180277460463,32.734338272282628]
[null,12.987,96.30486889214373,33.96884051955454]
[null,13.01,95.779355247932031,35.108774522608947]
[null,13.041,95.050633628841027,36.645630170109769]
[null,13.088000000000001,93.902240940903468,38.960045709233007]
[null,13.114000000000001,93.24510399354314,40.223467768561981]
[null,13.120000000000001,93.091304183803018,40.512648202823691]
[null,13.167,91.859428109320945,42.738468712468652]
[null,13.198,91.02149940589517,44.159590373020521]
[null,13.229000000000001,90.164355640404622,45.534582620392769]
[null,13.243,89.771198439854359,46.138468709177161]
[null,13.277000000000001,88.801360331539385,47.555681500960297]
[null,13.295,88.279630350529104,48.27526776767057]
[null,13.326000000000001,87.36834797312946,49.460004319937497]
[null,13.366,86.170119569312916,50.877653645129818]
[null,13.403,85.04113095295213,52.067137468954293]
[null,13.434000000000001,84.081348061859529,52.966354801323099]
[null,13.452,83.518723022444519,53.445493484894023]
[null,13.465,83.110104660881433,53.771201647148025]
[null,13.513,81.586292030583678,54.820111521692425]
[null,13.531000000000001,81.009356316495015,55.1488537574551]
[null,13.562000000000001,80.009666914074714,55.629244710105638]
[null,13.588000000000001,79.166018718002405,55.946356383265183]
[null,13.61,78.449008307083801,56.152139159200296]
[null,13.641,77.434625455516112,56.342924790159216]
[null,13.688000000000001,75.890073162415305,56.406641960725153]
[null,13.715,75.000550278995775,56.318519145253703]
[null,13.749000000000001,73.879560883418904,56.07688549894111]
[null,13.766999999999999,73.286190728845952,55.889821134368475]
[null,13.798,72.265236131324642,55.471717974644726]
[null,13.81,71.870553516783318,55.277364258173293]
[null,13.846,70.689119302221897,54.586116189092891]
[null,13.877000000000001,69.675923885559058,53.862081685536147]
[null,13.923999999999999,68.149631165913817,52.541447433456106]
[null,13.937000000000001,67.729976323094007,52.129702108300158]
[null,13.956,67.118867873919626,51.492476863626081]
[null,14.003,65.619938450683421,49.740000534259536]
[null,14.034000000000001,64.642499814725824,48.451799337105541]
[null,14.064,63.70611372417963,47.109786409063695]
[null,14.082000000000001,63.149121019029891,46.261379561626164]
[null,14.113,62.198944694886059,44.727760464100662]
[null,14.131,61.652783383738587,43.797011250759425]
[null,14.159000000000001,60.811757192338241,42.293615023045241]
[null,14.192,59.834608889986157,40.440399041625923]
[null,14.239000000000001,58.470832703613276,37.663849641072716]
[null,14.241,58.413558449869555,37.542431988569618]
[null,14.286,57.141982890482339,34.747993620536228]
[null,14.318,56.258323120936559,32.696079608447342]
[null,14.349,55.419246748625852,30.666002818777226]
[null,14.367000000000001,54.939910927983107,29.471305923196898]
[null,14.409000000000001,53.844550129861602,26.6484922184449]
[null,14.415000000000001,53.690755070856667,26.242083907223279]
[null,14.446,52.907043095553036,24.133975352014325]
[null,14.477,52.141850686910828,22.01804258036022]
[null,14.508000000000001,51.39549883921655,19.902735054428902]
[null,14.554,50.323306116449224,16.783209581126716]
[null,14.585000000000001,49.624842978053692,14.706172008987133]
[null,14.603,49.228269798223479,13.513435909639053]
[null,14.631,48.624571228252513,11.682107544796397]
[null,14.651,48.203224027772201,10.394864157004625]
[null,14.682,47.566424587801336,8.4396704912138283]
[null,14.713000000000001,46.949444448453292,6.5402000450362765]
[null,14.73,46.619509767594273,5.5250396584324077]
[null,14.761000000000001,46.0331649017213,3.7271793691412141]
[null,14.792,45.46650898478984,2.0044668619175776]
[null,14.839,44.644653537708258,-0.44819508097956007]
[null,14.870000000000001,44.126906528875992,-1.9510028222898297]
[null,14.887,43.851099722081251,-2.733592742357501]
[null,14.918000000000001,43.362801135771072,-4.0810243514296314]
[null,14.949,42.893181469353436,-5.3208475883452806]
[null,14.967000000000001,42.628951134968325,-5.9893008841619739]
[null,15.01,42.022417839568838,-7.4267417073584374]
[null,15.044,41.566960819203651,-8.3982752271561587]
[null,15.046000000000001,41.540820410541151,-8.4507621497544303]
[null,15.077,41.144737733998674,-9.1967654691026386]
[null,15.109,40.753480334401146,-9.8315519865779368]
[null,15.154,40.232572743165541,-10.486530468978755]
[null,15.185,39.892959607075099,-10.773511653713975]
[null,15.203000000000001,39.70273165080232,-10.878088663329345]
[null,15.232000000000001,39.406707907443241,-10.950281719269139]
[null,15.250999999999999,39.219575540006083,-10.933085453458434]
[null,15.282,38.925458213634741,-10.79560401520455]
[null,15.313000000000001,38.644742401160499,-10.523141194288435]
[null,15.359,38.251657265923342,-9.8731365278727896]
[null,15.39,38.0017109670572,-9.2725264280569206]
[null,15.391999999999999,37.985981529209958,-9.2293589680915495]
[null,15.439,37.629536175235266,-8.0640600630984878]
[null,15.454000000000001,37.520902114645281,-7.6324510564839221]
[null,15.487,37.290117567408707,-6.5846679110522857]
[null,15.518000000000001,37.083060112009065,-5.481417419492014]
[null,15.548999999999999,36.884803508876367,-4.268155862855636]
[null,15.581,36.688723480071133,-2.9063647435991489]
[null,15.597,36.593738228090047,-2.1858660881266916]
[null,15.644,36.325523967403065,7.293590722369174E-2]
[null,15.675000000000001,36.156659877572494,1.6700804970496153]
[null,15.704000000000001,36.003845052446977,3.2336431483206947]
[null,15.723000000000001,35.906184775578573,4.2912943191987276]
[null,15.754,35.750618736567006,6.0678592486223133]
[null,15.785,35.599224230432078,7.9002202899270362]
[null,15.803000000000001,35.513004919458034,8.9863529238760851]
[null,15.833,35.371701228256327,10.827119464634125]
[null,15.851000000000001,35.288179191779832,11.947007339549709]
[null,15.882,35.146186230417776,13.896620811806917]
[null,15.926,34.947760172220725,16.693107513455796]
[null,15.959,34.80055023175796,18.798397718583857]
[null,15.99,34.662927311025555,20.77075286393395]
[null,16.007999999999999,34.583120644693707,21.909710316956001]
[null,16.024999999999999,34.507716311734448,22.97903484711026]
[null,16.068999999999999,34.311885009246424,25.706618050456967]
[null,16.087,34.231283969637822,26.801072233352468]
[null,16.118000000000002,34.091483112487154,28.649405729847039]
[null,16.148,33.954687679093979,30.386554742452191]
[null,16.195,33.736599073959233,32.986251759580426]
[null,16.196999999999999,33.727201445989358,33.093193446382003]
[null,16.244,33.503200913955126,35.509127426810011]
[null,16.274999999999999,33.35181672559699,36.991622805052579]
[null,16.305,33.202251951896756,38.333509225130598]
[null,16.323,33.110968527829527,39.091952118106647]
[null,16.353999999999999,32.950884328690101,40.311265227662346]
[null,16.385000000000002,32.78697873886685,41.414819795071416]
[null,16.404,32.684547058949498,42.031235496498695]
[null,16.433,32.525204242870181,42.880595179060833]
[null,16.48,32.258972470020261,44.012227329250969]
[null,16.510999999999999,32.077780049328986,44.585933811525905]
[null,16.527000000000001,31.982480059404555,44.826684267349684]
[null,16.559000000000001,31.788185136060946,45.1927147162531]
[null,16.59,31.595209027190865,45.397925274153337]
[null,16.608000000000001,31.480993358543898,45.448636350646467]
[null,16.654,31.181844078018536,45.347013545947839]
[null,16.669,31.082035152682977,45.241544219462106]
[null,16.687000000000001,30.9607998457519,45.067862915102765]
[null,16.718,30.748275708632747,44.648254592751798]
[null,16.748999999999999,30.531069123040453,44.076655418673305]
[null,16.795000000000002,30.200267112898064,42.951071106087099]
[null,16.826000000000001,29.971729796341183,42.008533278514008]
[null,16.844000000000001,29.837006726803903,41.394561979195842]
[null,16.876000000000001,29.593913016370532,40.18459153600147]
[null,16.905000000000001,29.369747944315947,38.960263207868387]
[null,16.923000000000002,29.228818288080944,38.140940293687628]
[null,16.954000000000001,28.982991527153782,36.626676046342489]
[null,16.975000000000001,28.814296700406178,35.529124423253577]
[null,17.001999999999999,28.594933914970984,34.036363860867304]
[null,17.033000000000001,28.339797885578491,32.214555812489486]
[null,17.080000000000002,27.946735508639929,29.248202576573689]
[null,17.097999999999999,27.794341921444925,28.051899728596016]
[null,17.141000000000002,27.426476780287334,25.072351752492455]
[null,17.158999999999999,27.271003007427456,23.778479269683309]
[null,17.190000000000001,27.001377160687163,21.492931834863832]
[null,17.225000000000001,26.694391680402443,18.836036621954257]
[null,17.238,26.579743822202644,17.831305267791873]
[null,17.269000000000002,26.305141757285178,15.402533165515781]
[null,17.315999999999999,25.886041491971795,11.651646828804717]
[null,17.32,25.850244021839995,11.329618372572705]
[null,17.347999999999999,25.59919900502458,9.0674541138141294]
[null,17.395,25.176399750222288,5.256286431219273]
[null,17.426000000000002,24.896956661032469,2.7490891687431902]
[null,17.446999999999999,24.70755986144313,1.0604691008558262]
[null,17.474,24.464089379130805,-1.0924865470327647]
[null,17.504999999999999,24.184817569038401,-3.5302692521299233]
[null,17.523,24.022891497758028,-4.9247994880606409]
[null,17.57,23.601320938410321,-8.4752559161097221]
[null,17.600000000000001,23.333488495662948,-10.659419438772943]
[null,17.631,23.058049008774919,-12.836978325298396]
[null,17.661999999999999,22.784200348531826,-14.923566498894127]
[null,17.669,22.722609059249155,-15.38110387710217]
[null,17.71,22.363886370119186,-17.951643324463468]
[null,17.741,22.09518737200181,-19.761965061720012]
[null,17.759,21.940270557767828,-20.756448502296671]
[null,17.792000000000002,21.658530703228127,-22.464934638958464]
[null,17.806999999999999,21.531497492090242,-23.190275927089861]
[null,17.838000000000001,21.271134726420055,-24.582986799979679]
[null,17.869,21.013866822128506,-25.826475334439849]
[null,17.919,20.605926441665886,-27.501219288530063]
[null,17.946000000000002,20.389463006981462,-28.228543068826148]
[null,17.977,20.144422307109203,-28.905164471502719]
[null,17.995000000000001,20.003912782383516,-29.218750712999821]
[null,18.026,19.765077736718947,-29.619879551414932]
[null,18.048000000000002,19.598067576997821,-29.796581439650179]
[null,18.074000000000002,19.403424954227035,-29.888621307696585]
[null,18.105,19.175315489535752,-29.831833364225393]
[null,18.123000000000001,19.0448853067263,-29.715423290980276]
[null,18.170999999999999,18.704502312445769,-29.105279958046079]
[null,18.2,18.504197738465145,-28.526395533032222]
[null,18.231000000000002,18.294616762150589,-27.734372121141007]
[null,18.262,18.089787458690857,-26.765960430595396]
[null,18.27,18.037706315423858,-26.4878216729584]
[null,18.309999999999999,17.78212616072588,-24.926886944299962]
[null,18.341000000000001,17.589616536125906,-23.526682700699258]
[null,18.359000000000002,17.480077834899202,-22.639721052686959]
[null,18.393000000000001,17.277675097566902,-20.82125217892964]
[null,18.436,17.030133779218588,-18.265794247777634]
[null,18.466999999999999,16.857508354232206,-16.257157772051144]
[null,18.469000000000001,16.846538583084513,-16.123019156486102]
[null,18.52,16.573626379366885,-12.527764311673135]
[null,18.545999999999999,16.439509947357923,-10.574065245295721]
[null,18.564,16.348624818582852,-9.1779931969577682]
[null,18.594999999999999,16.195832979180455,-6.6970653949576811]
[null,18.615000000000002,16.099739134253813,-5.0494501228510167]
[null,18.643000000000001,15.968435802116899,-2.6877203775700518]
[null,18.673999999999999,15.827394061152109,-7.7061695585053068E-3]
[null,18.705000000000002,15.690819435212166,2.7289003496217243]
[null,18.742000000000001,15.53352786242788,6.0515041851089739]
[null,18.782,15.370290651826798,9.6881310730149917]
[null,18.8,15.299080572934063,11.332345261841326]
[null,18.831,15.179621681152772,14.16507973554115]
[null,18.865000000000002,15.05310386291543,17.25946712461154]
[null,18.879000000000001,15.0023392890332,18.525768920291934]
[null,18.91,14.892613550131484,21.304972726911334]
[null,18.940999999999999,14.786470749381946,24.038925891918218]
[null,18.963999999999999,14.70995211438658,26.030091361311243]
[null,18.989000000000001,14.62886032164403,28.151289293372937]
[null,19.036000000000001,14.482009522954206,31.993817786285629]
[null,19.067,14.388942883988159,34.406416898499188]
[null,19.087,14.330413755653034,35.904506033477624]
[null,19.115000000000002,14.250375116769453,37.917619567357832]
[null,19.146000000000001,14.164222200704165,40.022324070175564]
[null,19.164000000000001,14.115324622787933,41.180253565639774]
[null,19.213999999999999,13.983541142881762,44.129131430994143]
[null,19.225000000000001,13.955299309402907,44.722043885211221]
[null,19.272000000000002,13.837415570614484,47.012833747856419]
[null,19.274000000000001,13.832494149765902,47.101301167211403]
[null,19.309000000000001,13.747526767486425,48.525317772555738]
[null,19.350999999999999,13.648231175517562,49.913336301859353]
[null,19.382000000000001,13.576593024522039,50.704103547403939]
[null,19.400000000000002,13.535571084853887,51.069530374950254]
[null,19.436,13.454652934344884,51.589237466823185]
[null,19.461000000000002,13.39924221673143,51.781746458260621]
[null,19.478999999999999,13.359693354233201,51.833740759012883]
[null,19.510000000000002,13.292171598785744,51.751756782749091]
[null,19.559000000000001,13.186665151327583,51.176360631326105]
[null,19.587,13.126870108342489,50.601811731982238]
[null,19.588999999999999,13.122609279125054,50.553946398691195]
[null,19.635999999999999,13.022746231128284,49.168634429721983]
[null,19.667000000000002,12.957025075526493,47.984088814065558]
[null,19.687999999999999,12.912497922557531,47.061340535107917]
[null,19.715,12.855175745167383,45.734651921313699]
[null,19.745999999999999,12.789173218029367,44.020954877895768]
[null,19.763999999999999,12.750717482792513,42.934744056712702]
[null,19.815000000000001,12.64103906496026,39.50734726554834]
[null,19.824999999999999,12.619383293491294,38.776810469625126]
[null,19.872,12.516799538660402,35.100758708143061]
[null,19.902999999999999,12.448318186401853,32.469018058101632]
[null,19.91,12.432754862859792,31.85330745308374]
[null,19.951000000000001,12.340799407340047,28.098264045334641]
[null,19.981999999999999,12.270303030708988,25.102350699787273]
[null,20,12.228960540173821,23.306495362453987]
[null,20.036999999999999,12.142983586343014,19.498276573891772]
[null,20.061,12.086468643564926,16.95315452207554]
[null,20.079000000000001,12.043683247869374,15.010454383043562]
[null,20.11,11.96917292125452,11.605934748744092]
[null,20.135999999999999,11.905856910233171,8.7027403768487304]
[null,20.187000000000001,11.779420012835912,2.9187791949350168]
[null,20.218,11.701089278168293,-0.6299123053833966]
[null,20.236000000000001,11.655088891896973,-2.6937665543802414]
[null,20.259,11.595754743989378,-5.3281484581150842]
[null,20.297000000000001,11.496357879697481,-9.6566542803120292]
[null,20.315000000000001,11.448682858104483,-11.689103793031775]
[null,20.346,11.365690246553864,-15.150057244545868]
[null,20.385999999999999,11.256968350745931,-19.518571215954449]
[null,20.394000000000002,11.235006192626157,-20.376313491463492]
[null,20.425000000000001,11.149229824854357,-23.641059635167892]
[null,20.472000000000001,11.017191712025395,-28.383556861134732]
[null,20.481000000000002,10.991642164454763,-29.259323020934502]
[null,20.533000000000001,10.842422452670997,-34.086247051038463]
[null,20.551000000000002,10.790157191334496,-35.656303281768494]
[null,20.582000000000001,10.699445705004676,-38.226543412410415]
[null,20.608000000000001,10.62271379797882,-40.24330643175815]
[null,20.63,10.557347122689698,-41.844744861542544]
[null,20.661000000000001,10.464595638358293,-43.928938750006488]
[null,20.708000000000002,10.322655782118368,-46.680777119523917]
[null,20.731000000000002,10.252673506221345,-47.8386340175268]
[null,20.756,10.176257382745758,-48.950377112258664]
[null,20.786999999999999,10.081048373580785,-50.110048635350175]
[null,20.818000000000001,9.985401797801396,-51.020315518173319]
[null,20.830000000000002,9.948274776963494,-51.304295924860497]
[null,20.866,9.8366048336798269,-51.922929805330988]
[null,20.897000000000002,9.7401640422513154,-52.170995753955097]
[null,20.914999999999999,9.6840778686446498,-52.192627889340265]
[null,20.952999999999999,9.565537845711658,-51.940454467332899]
[null,20.992000000000001,9.4438065735032044,-51.259505738738888]
[null,21.023,9.3470930550289602,-50.413392637008997]
[null,21.054000000000002,9.2505036407691197,-49.299002352747493]
[null,21.080000000000002,9.1696440356432927,-48.159619419407186]
[null,21.102,9.1013670212222983,-47.051539679180074]
[null,21.12,9.0456211770020936,-46.048104082685761]
[null,21.151,8.9499064578151941,-44.119352912470539]
[null,21.182000000000002,8.8546244606480577,-41.94288027334931]
[null,21.209,8.7720460499520669,-39.851785145474352]
[null,21.23,8.7081135515035832,-38.103694453525229]
[null,21.260999999999999,8.614258934999544,-35.335939449429205]
[null,21.308,8.4732889558213689,-30.737194234530836]
[null,21.332000000000001,8.4019851418320481,-28.214080073586597]
[null,21.356000000000002,8.3311810521391223,-25.581158034095726]
[null,21.387,8.2405122023152284,-22.028867866762681]
[null,21.417999999999999,8.1507853794483776,-18.320256565881845]
[null,21.431000000000001,8.1134522808493461,-16.722415841277005]
[null,21.466000000000001,8.0138457578951314,-12.308004643476098]
[null,21.497,7.9267739637348607,-8.2770572654705301]
[null,21.544,7.7969411274081164,-1.9914049082982779]
[null,21.554000000000002,7.769669254636054,-0.63228373514011693]
[null,21.591999999999999,7.6672058961144307,4.5829991539689718]
[null,21.623000000000001,7.5850279689228683,8.8780065324686426]
[null,21.654,7.5041586212873517,13.187477161107484]
[null,21.681000000000001,7.4348173924323948,16.936596226659496]
[null,21.702000000000002,7.3816033008046684,19.84056000446385]
[null,21.72,7.3364988184915951,22.315896812808134]
[null,21.751000000000001,7.2599330287999431,26.53675619006858]
[null,21.776,7.1992271730826198,29.889693065528405]
[null,21.827999999999999,7.0759850242929785,36.667996426193262]
[null,21.859000000000002,7.0044841001233147,40.551399346943796]
[null,21.861000000000001,6.9999221042059396,40.797271246932553]
[null,21.902999999999999,6.9055550581418457,45.814603508466874]
[null,21.937999999999999,6.8290167559891897,49.760040842020828]
[null,21.956,6.7904001337788547,51.696244947213138]
[null,21.987000000000002,6.7250821735387669,54.870137786774329]
[null,22.026,6.645040911435883,58.551295790728453]
[null,22.035,6.6269064700242808,59.348314278578073]
[null,22.065999999999999,6.565405490802755,61.934416964511733]
[null,22.097000000000001,6.5053879237229078,64.262575032154743]
[null,22.125,6.4524429913979713,66.1322346278141]
[null,22.173999999999999,6.3626409417894187,68.843071914773432]
[null,22.192,6.3305518451644982,69.652354025806574]
[null,22.222999999999999,6.2764021495320481,70.802928827870517]
[null,22.248000000000001,6.2337465447897484,71.501727662593382]
[null,22.271000000000001,6.1952898550985696,71.960351902171737]
[null,22.302,6.1446285331149699,72.294556253555498]
[null,22.349,6.0703218676274897,72.169918064442498]
[null,22.375,6.0304754463764061,71.770780905155974]
[null,22.381,6.0214045836485193,71.645133221917348]
[null,22.428000000000001,5.9519241227605804,70.225755376296433]
[null,22.459,5.9075818433323137,68.868803468846878]
[null,22.47,5.8921222314819746,68.307522458515621]
[null,22.507000000000001,5.8411458377969909,66.116264588066571]
[null,22.538,5.7996122920198987,63.925681103738086]
[null,22.556000000000001,5.7759700081972793,62.508304493285955]
[null,22.597000000000001,5.7233643113282167,58.891492662612713]
[null,22.617000000000001,5.6983072362506615,56.936735993969684]
[null,22.664000000000001,5.6408955907346607,51.873469949804203]
[null,22.666,5.6384966111152535,51.643885779184679]
[null,22.696000000000002,5.6029237346684821,48.06771274769735]
[null,22.743000000000002,5.5486697414908939,41.990664079216479]
[null,22.774000000000001,5.5138025181901291,37.689828471462363]
[null,22.792000000000002,5.4938690634633884,35.094376942647308]
[null,22.823,5.4600442037494057,30.468409019470592]
[null,22.849,5.4321380760320457,26.448915682707373]
[null,22.871000000000002,5.4088330842740628,22.958126296740879]
[null,22.902000000000001,5.3764391022165094,17.915687420690581]
[null,22.949000000000002,5.3282228102679818,10.041778734477594]
[null,22.975999999999999,5.3009591552107178,5.4214831647925967]
[null,23.01,5.2670222511695322,-0.46671833366628573]
[null,23.028000000000002,5.2492156721482939,-3.6052639612148507]
[null,23.059000000000001,5.2187778850041324,-9.0271041688506966]
[null,23.071000000000002,5.2070658458621306,-11.126980473405315]
[null,23.106999999999999,5.1721334307741857,-17.410491428889994]
[null,23.138000000000002,5.1422603290515481,-22.777983976281305]
[null,23.155999999999999,5.1249862138222886,-25.865243819912358]
[null,23.198,5.0848354361805566,-32.951539233407345]
[null,23.216999999999999,5.0667246163719026,-36.090006623174688]
[null,23.263999999999999,5.0219988333124128,-43.625576407827609]
[null,23.295000000000002,4.9925130683477734,-48.385091854369144]
[null,23.324999999999999,4.9639540499004502,-52.804373576586521]
[null,23.343,4.9467956388692018,-55.358663092760892]
[null,23.373999999999999,4.9171854869382692,-59.571108153207653]
[null,23.391999999999999,4.8999489689155835,-61.901248277852439]
[null,23.42,4.8730588155164067,-65.344742461146723]
[null,23.452999999999999,4.8412239302855218,-69.101501282436431]
[null,23.471,4.8237851424980995,-71.005017757154235]
[null,23.501999999999999,4.79361422912657,-74.029263887626357]
[null,23.547000000000001,4.7494744386513883,-77.816131973944138]
[null,23.579000000000001,4.7178137293536446,-80.050827283291611]
[null,23.61,4.6869092030045101,-81.83585299432211]
[null,23.628,4.6688542501780494,-82.695801694937828]
[null,23.67,4.6263968367297528,-84.184223990780694]
[null,23.676000000000002,4.6202928875096232,-84.336646957817479]
[null,23.707000000000001,4.5885981436848446,-84.880362489456516]
[null,23.738,4.5566347604459878,-85.010975124988065]
[null,23.769000000000002,4.5243981722520727,-84.72377567607694]
[null,23.815000000000001,4.4760544006375316,-83.522268523765206]
[null,23.817,4.4739386683654558,-83.448983460345673]
[null,23.864000000000001,4.4238883045748381,-81.223515796678839]
[null,23.891999999999999,4.3937719141133726,-79.441809570491642]
[null,23.911999999999999,4.3721254492563952,-77.963264910341039]
[null,23.943000000000001,4.3383553939865021,-75.337318637263621]
[null,23.974,4.3043264203990192,-72.31283395432564]
[null,23.991,4.2855583957341992,-70.488788887890493]
[null,24.022000000000002,4.2511455182246305,-66.868860034863062]
[null,24.053000000000001,4.2164978516948368,-62.881312866941698]
[null,24.1,4.163546725428005,-56.169801843025134]
[null,24.114000000000001,4.1476818969139204,-54.023260453744356]
[null,24.148,4.1089895662577423,-48.545469323748634]
[null,24.179000000000002,4.0735234364274158,-43.24296741526301]
[null,24.21,4.0378953215067366,-37.669970687271856]
[null,24.241,4.0021228504267343,-31.850654336051456]
[null,24.257999999999999,3.9824510447774126,-28.564019293611743]
[null,24.276,3.9615843205818431,-25.016568025577865]
[null,24.307000000000002,3.9255671821033653,-18.759778325734683]
[null,24.338000000000001,3.8894661879292598,-12.341056852040129]
[null,24.37,3.8521346898085183,-5.5765563459901086]
[null,24.414999999999999,3.7995686053119098,4.1108158747102541]
[null,24.446000000000002,3.7633408184427517,10.858683927410977]
[null,24.464000000000002,3.7423097897902369,14.789835058251604]
[null,24.493000000000002,3.7084467262373062,21.124238422462117]
[null,24.512,3.6862817578544318,25.263959448167292]
[null,24.542999999999999,3.6501694250422245,31.978071188423364]
[null,24.574000000000002,3.6141408782627296,38.613715070497562]
[null,24.62,3.5608823080447283,48.245283820777892]
[null,24.622,3.5585731871616786,48.656838501668545]
[null,24.653000000000002,3.5228609568246281,54.944488026708349]
[null,24.7,3.4690368872384596,64.097436210082506]
[null,24.715,3.4519509484724868,66.907044688551395]
[null,24.748000000000001,3.4145368378504823,72.872486662356991]
[null,24.779,3.3796281120080542,78.180278295449909]
[null,24.810000000000002,3.3449712005647347,83.171982775983466]
[null,24.841999999999999,3.3094820688178257,87.96415899279414]
[null,24.858000000000001,3.2918531012708598,90.214018333305248]
[null,24.905000000000001,3.2405439270492256,96.220452642134433]
[null,24.936,3.2071138749264434,99.660919832979602]
[null,24.965,3.1761556980674648,102.48226283906953]
[null,24.984000000000002,3.1560447447853748,104.1147857511269]
[null,25.015000000000001,3.123535556194124,106.39935975726058]
[null,25.045999999999999,3.0914160635637606,108.20030106985892]
[null,25.064,3.0729506812781695,109.01856678873123]
[null,25.094000000000001,3.0424853594818466,110.00340029344983]
[null,25.112000000000002,3.0243965558911694,110.36369731173015]
[null,25.143000000000001,2.9935866680011376,110.57321687812384]
[null,25.187000000000001,2.9506213800182017,109.96762004402134]
[null,25.22,2.919002310693835,108.81295989818281]
[null,25.251000000000001,2.8897829085284501,107.18071470565985]
[null,25.269000000000002,2.873034987326581,105.99036709399064]
[null,25.286000000000001,2.8573663012950798,104.70339824490983]
[null,25.330000000000002,2.8174908234102864,100.64583976886576]
[null,25.347999999999999,2.8014630924765984,98.687963653791144]
[null,25.379000000000001,2.7742512812091795,94.918936728087033]
[null,25.408999999999999,2.7483917967637659,90.80372226394104]
[null,25.427,2.7331011822995044,88.119530290640355]
[null,25.458000000000002,2.7071642508297327,83.130291130236287]
[null,25.504999999999999,2.6687998496407777,74.720473452141533]
[null,25.536000000000001,2.6441279459986657,68.648602545779056]
[null,25.565999999999999,2.6207288254099947,62.402591472628906]
[null,25.584,2.6069135815940045,58.49055775091513]
[null,25.615000000000002,2.58351265475976,51.48335185720768]
[null,25.631,2.5716277148174247,47.741410553972429]
[null,25.663,2.548248732385761,40.023035146437472]
[null,25.693999999999999,2.5260925710820969,32.27634486769702]
[null,25.741,2.493410428869534,20.103964051096952]
[null,25.757999999999999,2.4818549251013473,15.595327941707342]
[null,25.773,2.4717744147147434,11.578361265338607]
[null,25.82,2.4408788313977889,-1.1937085108364527]
[null,25.850999999999999,2.4210616105120852,-9.7221828626407287]
[null,25.885000000000002,2.3998250590598404,-19.115590893941047]
[null,25.899000000000001,2.3912289632757906,-22.983354999391565]
[null,25.93,2.3724957634782147,-31.522002621634623]
[null,25.948,2.3618050803543236,-36.45078324960194]
[null,25.978999999999999,2.3437065396696206,-44.860772508041563]
[null,26.01,2.3259934261867583,-53.135742244503518]
[null,26.056000000000001,2.3003917552964368,-65.077555119512979]
[null,26.087,2.2835787530764429,-72.839274812136921]
[null,26.105,2.2739725420946137,-77.221599277963918]
[null,26.137,2.2571678449230848,-84.75815872377386]
[null,26.166,2.2422291437926876,-91.277162152851261]
[null,26.184000000000001,2.2330903350705937,-95.160762780850945]
[null,26.215,2.2175811572067561,-101.53319448386618]
[null,26.231999999999999,2.2091951280835249,-104.84749581612159]
[null,26.263000000000002,2.1941101134761016,-110.54044996622825]
[null,26.294,2.1792798975179162,-115.75320968062235]
[null,26.341000000000001,2.1572476904436106,-122.67373215304634]
[null,26.359000000000002,2.148944720663061,-124.99314552116456]
[null,26.402000000000001,2.1293885266600858,-129.75224428227779]
[null,26.42,2.1213116506427108,-131.40627560190609]
[null,26.451000000000001,2.1075413470408946,-133.77131381458693]
[null,26.486000000000001,2.0921911384366152,-135.68728978021289]
[null,26.498999999999999,2.0865388566815257,-136.19102494047507]
[null,26.53,2.0731594012368668,-136.93020709062097]
[null,26.548000000000002,2.0654504767993243,-137.05753166189896]
[null,26.581,2.0514209603777638,-136.7088842671979]
[null,26.609000000000002,2.0396120577513988,-135.81852614003185]
[null,26.655999999999999,2.0199581335725232,-133.09311358334534]
[null,26.687000000000001,2.00709221406168,-130.45374764922744]
[null,26.708000000000002,1.9984131901700977,-128.28874624360131]
[null,26.734999999999999,1.9872911885158129,-125.06253009278136]
[null,26.766000000000002,1.9745635111483195,-120.75326538956526]
[null,26.783999999999999,1.9671897869863859,-117.95948948745902]
[null,26.831,1.9479764703549363,-109.68251584135243]
[null,26.861000000000001,1.9357310727129895,-103.68160876403599]
[null,26.891999999999999,1.923082004367678,-96.919872708872319]
[null,26.894000000000002,1.9222658892766584,-96.464665663887857]
[null,26.93,1.9075704828348079,-87.892847376583688]
[null,26.971,1.8908108977715186,-77.301172337356462]
[null,27.001999999999999,1.878112886390815,-68.751538264154618]
[null,27.02,1.8707265787186493,-63.589352177909966]
[null,27.053000000000001,1.857155044632316,-53.777493234214646]
[null,27.068000000000001,1.850971869844948,-49.179470326964413]
[null,27.099,1.8381618028234468,-39.429910830629872]
[null,27.13,1.8253055281858335,-29.383795353317421]
[null,27.152000000000001,1.8161514791097675,-22.099251828133855]
[null,27.207000000000001,1.7931479510367454,-3.4457166478596926]
[null,27.209,1.7923081302003692,-2.7579517577236432]
[null,27.256,1.7725021418949511,13.528682209763986]
[null,27.275000000000002,1.7644564719351397,20.155949599199985]
[null,27.304000000000002,1.7521320966593572,30.281169603016014]
[null,27.335000000000001,1.7388983081632312,41.075007489533775]
[null,27.366,1.7256030046201611,51.786760676995613]
[null,27.402000000000001,1.7100867370283825,64.053513015657629]
[null,27.414000000000001,1.70489660812571,68.087790594914836]
[null,27.461000000000002,1.6844839377931358,83.548612104598661]
[null,27.492000000000001,1.670948855140282,93.386709421613531]
[null,27.497,1.6687606586958386,94.942473785063726]
[null,27.54,1.6498860579952339,107.92069370315083]
[null,27.571000000000002,1.6362196917788467,116.78150156879899]
[null,27.602,1.6225078765922463,125.17349282594202]
[null,27.62,1.6145269005897711,129.8130609433953]
[null,27.654,1.5994166554031839,138.07315464182344]
[null,27.696999999999999,1.5802492623181006,147.50337703709988]
[null,27.699000000000002,1.5793563940378892,147.91278091836858]
[null,27.73,1.5655037456933811,153.91017937096453]
[null,27.780999999999999,1.5426709011538908,162.28461277491164]
[null,27.807000000000002,1.5310170425274083,165.80081344367056]
[null,27.824999999999999,1.5229461524575303,167.92502754689221]
[null,27.856000000000002,1.5090448359571251,170.97244936313888]
[null,27.876000000000001,1.5000777904287483,172.51929455611301]
[null,27.904,1.4875298430456805,174.12058426949136]
[null,27.935000000000002,1.473650909274117,175.11197887163502]
[null,27.966000000000001,1.4597926480014358,175.26923484755773]
[null,28.003,1.4432887797695542,174.35192476040089]
[null,28.013999999999999,1.4383915320340517,173.8459528668258]
[null,28.061,1.4175251060015785,170.47726992086322]
[null,28.092000000000002,1.4038221899238978,167.18784204287229]
[null,28.126000000000001,1.3888577705128482,162.61341547800862]
[null,28.14,1.3827176634895011,160.43907871530612]
[null,28.170999999999999,1.3691710644829258,155.02979035583942]
[null,28.202000000000002,1.3556980829435907,148.81590783248038]
[null,28.225000000000001,1.3457535920145787,143.69825991546728]
[null,28.25,1.3349977700783997,137.65860121823889]
[null,28.297000000000001,1.3149392708627228,125.01086272162242]
[null,28.327999999999999,1.3018342302720765,115.79040506578266]
[null,28.347999999999999,1.2934356118399042,109.49162277412204]
[null,28.376000000000001,1.2817552677392854,100.23587598792705]
[null,28.407,1.2689339914408484,89.428067449945857]
[null,28.425000000000001,1.2615448567113536,82.899739347690542]
[null,28.446999999999999,1.2525709803709713,74.685311988886141]
[null,28.486000000000001,1.2368232171425304,59.540697260627681]
[null,28.504000000000001,1.2296265502323576,52.323693390846735]
[null,28.535,1.2173418502406104,39.599564289598348]
[null,28.57,1.2036436484111728,24.848047370367063]
[null,28.612000000000002,1.1874545185115946,6.7237155197935943]
[null,28.643000000000001,1.1756848860140225,-6.8645231207696877]
[null,28.661000000000001,1.1689225100476612,-14.808015865814637]
[null,28.696999999999999,1.1555586763489627,-30.752964586759717]
[null,28.722000000000001,1.1464065364187135,-41.826949434141774]
[null,28.740000000000002,1.1398830741907799,-49.778070830501335]
[null,28.771000000000001,1.1287794864788996,-63.386206748029693]
[null,28.792000000000002,1.1213530332716426,-72.51456419665034]
[null,28.818999999999999,1.1119190230151479,-84.105841621798064]
[null,28.85,1.1012472895263061,-97.160028718592415]
[null,28.897000000000002,1.0853965349281762,-116.29143274459618]
[null,28.919,1.0781141144557898,-124.91798537961397]
[null,28.958000000000002,1.0654201251542164,-139.60443963128316]
[null,28.975999999999999,1.0596545492435501,-146.09343181500338]
[null,29.007000000000001,1.049862923176818,-156.79565217891115]
[null,29.045999999999999,1.0377919780547977,-169.33168556780456]
[null,29.055,1.03504544053144,-172.06713246297505]
[null,29.086000000000002,1.0256968142897231,-181.0080377853829]
[null,29.132999999999999,1.0118511791541678,-193.05164463762233]
[null,29.164000000000001,1.0029332325015672,-199.92891870616367]
[null,29.170999999999999,1.0009428592263854,-201.35903164892875]
[null,29.212,0.98945602794602627,-208.79221378758584]
[null,29.243000000000002,0.98096267697265327,-213.30710938013166]
[null,29.260999999999999,0.97610576827485418,-215.47732895401867]
[null,29.298000000000002,0.96629186745502726,-218.869323390098]
[null,29.321999999999999,0.96004632691964853,-220.28482191659549]
[null,29.34,0.95542322631075638,-220.93437468867114]
[null,29.371000000000002,0.94758185632666769,-221.21504006956735]
[null,29.397000000000002,0.94112077473164324,-220.62522818821279]
[null,29.448,0.92874463962546883,-217.26482019611461]
[null,29.478999999999999,0.92140856306698027,-213.79385678412908]
[null,29.497,0.91721168998437164,-211.28482197790112]
[null,29.52,0.91191455904143737,-207.55454641848607]
[null,29.558,0.90331947912645139,-200.11692733630431]
[null,29.576000000000001,0.89931430955920988,-196.04760203149263]
[null,29.606999999999999,0.89251292791849712,-188.23288176389897]
[null,29.647000000000002,0.88391070191765375,-176.68109025700599]
[null,29.655000000000001,0.88221295768269647,-174.17761994783362]
[null,29.686,0.87570314300052365,-163.88810666355573]
[null,29.733000000000001,0.86603402862400114,-146.57613178339798]
[null,29.742000000000001,0.86420889107367738,-143.03678408017475]
[null,29.794,0.85382045299766851,-121.27179419978903]
[null,29.812000000000001,0.85028402295916972,-113.24568047229843]
[null,29.843,0.8442611262004156,-98.879815852052573]
[null,29.869,0.83927260856843255,-86.339989344972281]
[null,29.891000000000002,0.83509414013101124,-75.410000671892846]
[null,29.922000000000001,0.82926905118277661,-59.561510728422448]
[null,29.969000000000001,0.82056768608067387,-34.682661188079877]
[null,29.992000000000001,0.81636246817564417,-22.202313907039848]
[null,30.016999999999999,0.81182804201980618,-8.4582469120950154]
[null,30.048000000000002,0.80625460297884233,8.7815310507763762]
[null,30.079000000000001,0.80073150099640411,26.163565592417378]
[null,30.091000000000001,0.79860610097899976,32.912661633065824]
[null,30.126999999999999,0.79226873126151487,53.16496416937489]
[null,30.158000000000001,0.78685437950560944,70.532987912904858]
[null,30.176000000000002,0.78372703480532357,80.551712417196512]
[null,30.214000000000002,0.77716051234163297,101.4551674684886]
[null,30.253,0.77046542370699611,122.4244717635101]
[null,30.283999999999999,0.76517086983792437,138.63206178592168]
[null,30.286000000000001,0.76483001927577443,139.66149677041506]
[null,30.341000000000001,0.75548632275743421,167.07431633776795]
[null,30.363,0.75176250600623939,177.49483952265618]
[null,30.381,0.74872038818475406,185.75917315241372]
[null,30.411999999999999,0.7434892500147765,199.39449635128318]
[null,30.436,0.73944487824106686,209.39165536100438]
[null,30.46,0.7354040320225943,218.86441266714172]
[null,30.491,0.73018801071053763,230.27244174651625]
[null,30.522000000000002,0.72497376061250796,240.68746990629063]
[null,30.563000000000002,0.71807675023381978,252.83380526686645]
[null,30.599,0.71201709526565959,261.87661600153541]
[null,30.617000000000001,0.70898511890721971,265.80297197306902]
[null,30.648,0.70375899842127077,271.60224047941034]
[null,30.686,0.69734365516686947,276.99790962060166]
[null,30.696000000000002,0.69565350750977095,278.09663370772654]
[null,30.727,0.69040851324621844,280.63504524857785]
[null,30.757999999999999,0.68515457860333384,281.84192697920179]
[null,30.776,0.68209956864106791,281.92349092972864]
[null,30.815000000000001,0.67546898887244367,280.52354213295064]
[null,30.853000000000002,0.66899306798136604,277.07165344805861]
[null,30.884,0.66369878750065603,272.72754508187018]
[null,30.914999999999999,0.65839451396853332,267.01685695055596]
[null,30.942,0.65376676655803945,260.93962181674397]
[null,30.963000000000001,0.65016252955979092,255.51103022747989]
[null,30.981000000000002,0.64706993786101563,250.37539691292653]
[null,31.012,0.64173720280274149,240.5039392236788]
[null,31.036999999999999,0.63743099597561925,231.61665277743271]
[null,31.089000000000002,0.62846035425933122,210.58046881863021]
[null,31.091000000000001,0.62811501081667775,209.70480999217654]
[null,31.122,0.62275974991588301,195.52684283002188]
[null,31.164000000000001,0.61549862921673471,174.57903916395782]
[null,31.199000000000002,0.60944508380315399,155.69743401768793]
[null,31.217000000000002,0.60633168386539271,145.51752971144776]
[null,31.248000000000001,0.60097064703891401,127.29143937470607]
[null,31.286999999999999,0.59423010242194652,103.22158274353865]
[null,31.295999999999999,0.59267556412682931,97.502485206834606]
[null,31.327000000000002,0.58732485025863557,77.379020127958043]
[null,31.358000000000001,0.5819815004993486,56.667282134457359]
[null,31.385999999999999,0.57716321378642321,37.532465078124694]
[null,31.435000000000002,0.56875402011133047,3.2932034907735317]
[null,31.452999999999999,0.56567354625625699,-9.4607044544809575]
[null,31.484000000000002,0.56038089533866497,-31.561739619011192]
[null,31.509,0.55612548781272408,-49.449485079158414]
[null,31.532,0.55222170309432961,-65.905007839029963]
[null,31.563000000000002,0.5469786480931339,-88.00288183017409]
[null,31.581,0.54394484707899682,-100.75270019917811]
[null,31.635999999999999,0.53472800268669018,-139.08807280484558]
[null,31.641999999999999,0.53372771901216598,-143.19590982551733]
[null,31.689,0.52593071552204873,-174.70761236153874]
[null,31.720000000000002,0.52082784085941847,-194.72497570845383]
[null,31.731000000000002,0.51902523557101632,-201.65737519704621]
[null,31.768000000000001,0.51299465080563866,-224.23980666617663]
[null,31.798999999999999,0.50798272286420287,-242.19433284682867]
[null,31.817,0.50509045212626391,-252.17423835610987]
[null,31.858000000000001,0.49855389167372455,-273.5713516051963]
[null,31.878,0.49539225508074647,-283.28741620119894]
[null,31.896000000000001,0.49256243220000473,-291.60131744852958]
[null,31.927,0.48772463867290483,-304.91563442802658]
[null,31.957000000000001,0.48308740158196201,-316.52817209294261]
[null,32.003999999999998,0.47591395700987532,-332.04843031544658]
[null,32.035000000000004,0.47124595559824278,-340.40482024885898]
[null,32.052999999999997,0.46855932252554094,-344.54347939435877]
[null,32.08,0.46456288769851317,-349.74215050229685]
[null,32.113999999999997,0.45958871998613626,-354.52451867534819]
[null,32.131999999999998,0.45698218109720634,-356.24402745584501]
[null,32.163000000000004,0.45253749256464154,-357.86428887000312]
[null,32.207000000000001,0.44632699084633654,-357.2088266773597]
[null,32.24,0.44174603655175576,-354.41713761651664]
[null,32.241999999999997,0.44147054728653079,-354.18431135011281]
[null,32.289000000000001,0.43506784552586797,-346.61915064044837]
[null,32.302,0.4333212025586301,-343.81922939295993]
[null,32.35,0.42696428534240188,-330.84992655134261]
[null,32.368000000000002,0.42461808375943527,-324.93069395545922]
[null,32.399000000000001,0.42062580518606868,-313.41132241850613]
[null,32.417000000000002,0.41833588862861237,-305.96574540561932]
[null,32.459000000000003,0.41307344255267475,-286.48818108582401]
[null,32.478000000000002,0.41072994692382614,-276.73590798962135]
[null,32.524999999999999,0.40503215262801306,-250.20730266739156]
[null,32.555999999999997,0.40135118505372647,-230.92673445933721]
[null,32.558,0.40111580163937199,-229.63639739594262]
[null,32.603999999999999,0.39577183073946803,-198.48661159496876]
[null,32.634999999999998,0.39224550345574788,-175.99743158134541]
[null,32.652999999999999,0.39022544546546561,-162.43052119480865]
[null,32.680999999999997,0.38712293514964258,-140.63976195149368]
[null,32.713999999999999,0.3835280003985001,-113.9793964784008]
[null,32.731999999999999,0.38159491052815919,-99.036221224829703]
[null,32.762999999999998,0.37831109584763378,-72.717551673314404]
[null,32.808,0.37364483874575394,-33.416720958102474]
[null,32.840000000000003,0.37039759924102306,-4.8653958411339353]
[null,32.871000000000002,0.36730684149148352,23.120421429537302]
[null,32.889000000000003,0.36553659469688582,39.46505677359724]
[null,32.902999999999999,0.36417193571582535,52.20456595284044]
[null,32.950000000000003,0.35966708273897657,94.973982668944998]
[null,32.968000000000004,0.35797237617181227,111.28350653920381]
[null,32.999000000000002,0.35509230109428619,139.16877078718522]
[null,33.03,0.35225986269065024,166.67822564610165]
[null,33.047000000000004,0.35072630474512989,181.55492001979613]
[null,33.078000000000003,0.34796481387324874,208.21175152943863]
[null,33.125,0.34386136659368421,247.20270042138449]
[null,33.152999999999999,0.34146260597695849,269.45003959736306]
[null,33.173000000000002,0.33976937708629401,284.82609079271072]
[null,33.204000000000001,0.33717699976730298,307.72268519255726]
[null,33.234999999999999,0.33462228763374241,329.37290620861478]
[null,33.252000000000002,0.33323673469351778,340.67357394729953]
[null,33.283000000000001,0.33073720402776402,360.16242233349067]
[null,33.314,0.32827127426986069,378.11418419093707]
[null,33.361000000000004,0.32459311961918613,402.1701601692705]
[null,33.375,0.32351089414181,408.55726636618209]
[null,33.408999999999999,0.32090685391692769,422.50457859071435]
[null,33.44,0.31856108584811599,433.21857045649324]
[null,33.471000000000004,0.31624089684583545,441.94734832798946]
[null,33.502000000000002,0.31394474932198463,448.62733925628146]
[null,33.518999999999998,0.31269523175247749,451.40075351583215]
[null,33.536999999999999,0.31137932371846844,453.63917388658103]
[null,33.567999999999998,0.30912935688719201,455.78835785239386]
[null,33.597000000000001,0.30704214539858732,455.82008495059665]
[null,33.645000000000003,0.30362168174922094,451.6199272107113]
[null,33.676000000000002,0.30143329567636046,446.07412842306701]
[null,33.707000000000001,0.29925956969967388,438.30669719150046]
[null,33.724000000000004,0.2980732926495539,433.10848734474177]
[null,33.755000000000003,0.29591978977031541,421.93238716507898]
[null,33.773000000000003,0.29467473647429665,414.44716774314765]
[null,33.804000000000002,0.29253894279904324,399.86752126749394]
[null,33.847000000000001,0.28959233203877216,376.18894804373991]
[null,33.852000000000004,0.28925079388758218,373.18119852585892]
[null,33.883000000000003,0.28713783780415358,353.38339707894397]
[null,33.914000000000001,0.28503208710717204,331.66074559104163]
[null,33.960999999999999,0.2818512442611833,295.24717782574521]
[null,33.975999999999999,0.28083865881315606,282.78954992427464]
[null,34.009,0.27861471155464518,254.0470972607327]
[null,34.04,0.2765296144756757,225.47406855491741]
[null,34.070999999999998,0.27444779010305087,195.50237541965825]
[null,34.103000000000002,0.27230162024642018,163.2350327076899]
[null,34.119,0.27122942552847212,146.64169264021072]
[null,34.166000000000004,0.2680825500264678,96.353529068456851]
[null,34.167999999999999,0.26794871475255427,94.167786594827518]
[null,34.198,0.26594175679106685,60.998088833503459]
[null,34.244999999999997,0.26279918286735193,7.8410897667792367]
[null,34.276000000000003,0.2607271602243717,-27.77705348896081]
[null,34.307000000000002,0.25865550695293843,-63.641404634742209]
[null,34.325000000000003,0.25745273148294251,-84.511346965208347]
[null,34.355000000000004,0.25544825463797843,-119.25868424217889]
[null,34.372999999999998,0.25424564840145486,-140.02991385787146]
[null,34.404000000000003,0.2521746429725007,-175.54931823070459]
[null,34.448,0.24923559286680516,-225.112617862229]
[null,34.481000000000002,0.24703183038816706,-261.36128897864864]
[null,34.512,0.24496225164825458,-294.48431373050806]
[null,34.53,0.24376092901313365,-313.23510079665709]
[null,34.547000000000004,0.24262665279126,-330.58212052959402]
[null,34.591000000000001,0.23969261948608456,-373.65175776761851]
[null,34.609000000000002,0.23849322256186486,-390.43142806079186]
[null,34.64,0.23642909892308137,-418.06324161540783]
[null,34.67,0.23443370392966262,-443.15630992400452]
[null,34.688000000000002,0.23323764641925177,-457.37898243733702]
[null,34.719000000000001,0.2311801577200604,-480.31583687477143]
[null,34.765999999999998,0.2280674874237153,-511.0752801314764]
[null,34.797000000000004,0.22601968119028501,-528.53622089621035]
[null,34.826999999999998,0.22404251028966182,-543.17223800016188]
[null,34.844999999999999,0.22285859094316646,-550.8478905013468]
[null,34.875999999999998,0.22082421194773519,-562.062059956241]
[null,34.892000000000003,0.21977665176125627,-566.83508520123382]
[null,34.923999999999999,0.21768694475388295,-574.25887336026199]
[null,34.954999999999998,0.21566997570945035,-578.69894792747004]
[null,34.972999999999999,0.21450244910621974,-580.01356062820378]
[null,35.018999999999998,0.21153187087508563,-579.09491489254367]
[null,35.033999999999999,0.21056754418935045,-577.45466295386905]
[null,35.081000000000003,0.20756098460154954,-568.02147218839855]
[null,35.112000000000002,0.20559122105858071,-558.23869099320007]
[null,35.118000000000002,0.20521126612815774,-556.0196284143658]
[null,35.160000000000004,0.20256388442931766,-537.5528811605684]
[null,35.191000000000003,0.20062433544330655,-520.66881952065125]
[null,35.209000000000003,0.19950407930570313,-509.61928151086431]
[null,35.241,0.19752374415171439,-487.76139829486772]
[null,35.270000000000003,0.1957419788121933,-465.56340617784542]
[null,35.317,0.19288170334031848,-424.95456779557134]
[null,35.319000000000003,0.19276076751648424,-423.10372450540018]
[null,35.368000000000002,0.18981848518979519,-374.78197442702168]
[null,35.396000000000001,0.18815553433792837,-344.72202641686118]
[null,35.427,0.18633058706410857,-309.51594669214251]
[null,35.445,0.18527894135992987,-288.20148544703841]
[null,35.463000000000001,0.18423329733835489,-266.28420551368612]
[null,35.506,0.18176022679467774,-211.67807530147473]
[null,35.524000000000001,0.18073561859352597,-187.96262489553337]
[null,35.555,0.17898606637100503,-146.07534936690502]
[null,35.602000000000004,0.17637064665443622,-80.424379578499625]
[null,35.619999999999997,0.17538108467152144,-54.721099362136812]
[null,35.634,0.17461612389870851,-34.555366252892696]
[null,35.680999999999997,0.17207851669571833,33.994076224388365]
[null,35.712000000000003,0.1704308425541009,79.658755035282738]
[null,35.747,0.16859584597675603,131.32891419176698]
[null,35.76,0.1679211669506068,150.49042202175167]
[null,35.791000000000004,0.16632749806945951,195.98300339226256]
[null,35.808999999999997,0.16541201009124221,222.20025846030734]
[null,35.841999999999999,0.16375255577870718,269.71530135409586]
[null,35.869999999999997,0.16236384044980706,309.30478282500491]
[null,35.917000000000002,0.16007279382813097,373.78878002326269]
[null,35.948,0.15858918105459177,414.65723915676813]
[null,35.969000000000001,0.15759657717123224,441.46177233843139]
[null,35.996000000000002,0.1563351009358378,474.76020935255281]
[null,36.027000000000001,0.15490712734370296,511.21470507282788]
[null,36.045000000000002,0.1540879516074718,531.43598767112269]
[null,36.091999999999999,0.15198333845302425,580.6485302231215]
[null,36.122,0.15066575897369852,609.1263891335177]
[null,36.124000000000002,0.15057863007116501,610.93872009346899]
[null,36.155000000000001,0.14923940599459526,637.59310589321933]
[null,36.191000000000003,0.14771055450836754,665.01518558520786]
[null,36.231999999999999,0.14600341973623607,691.34957882198728]
[null,36.262999999999998,0.14473636707240534,707.62497448728902]
[null,36.280999999999999,0.14400989378942472,715.58720277725217]
[null,36.314,0.14269539585856073,727.26730795210403]
[null,36.329000000000001,0.14210523629584046,731.30467667793403]
[null,36.36,0.14089988141993362,737.0811728846403]
[null,36.390999999999998,0.13971349636163799,739.34514906741867]
[null,36.413000000000004,0.13888283635784837,738.7936061531625]
[null,36.439,0.13791300376802995,735.81242381652521]
[null,36.47,0.13677311649380511,728.94427750799161]
[null,36.517000000000003,0.13507808041810723,711.65127988875713]
[null,36.536000000000001,0.13440388884360116,702.31725617061818]
[null,36.564999999999998,0.13338675852523121,685.4937363877583]
[null,36.596000000000004,0.13231498025985794,664.10843212545103]
[null,36.627000000000002,0.13125873197045443,639.27304208345981]
[null,36.663000000000004,0.13005094168621126,606.21352379595862]
[null,36.675000000000004,0.1296527089746719,594.21160812990888]
[null,36.722000000000001,0.12811320975280588,542.64803352329955]
[null,36.753,0.12711481226061902,504.82766505698629]
[null,36.758000000000003,0.12695500328001047,498.45614375729525]
[null,36.801000000000002,0.12559418626981442,440.69584014534234]
[null,36.832000000000001,0.12462764633890168,395.93657008195868]
[null,36.863,0.12367267182010547,348.77696016044973]
[null,36.884999999999998,0.1230016764793237,313.96335117081645]
[null,36.911000000000001,0.1222155958663271,271.49764081585448]
[null,36.929000000000002,0.12167562213657274,241.32435342783324]
[null,36.96,0.12075346420164021,188.02275637335484]
[null,37.008000000000003,0.11934402645683234,102.65378348599363]
[null,37.036999999999999,0.11850266476181422,49.7458722171095]
[null,37.067999999999998,0.11761120320443415,-7.6256338721661603]
[null,37.099000000000004,0.11672746419114856,-65.575604992354826]
[null,37.106999999999999,0.11650059901935876,-80.590867610268475]
[null,37.146999999999998,0.11537324854963797,-155.8030434276175]
[null,37.164999999999999,0.11486956170189611,-189.61407526723335]
[null,37.195999999999998,0.11400704041200194,-247.58001439284357]
[null,37.227000000000004,0.11315040657761118,-304.96703040774986]
[null,37.264000000000003,0.11213511382537353,-372.30692236391769]
[null,37.274999999999999,0.11183467719597125,-392.01848485126573]
[null,37.322000000000003,0.1105577159785916,-474.24116794377295]
[null,37.353000000000002,0.10972099847598364,-526.36598084363072]
[null,37.387,0.10880789681421425,-581.23277178974104]
[null,37.401000000000003,0.10843321406040432,-603.04612224570917]
[null,37.432000000000002,0.10760607197836464,-649.57108024627905]
[null,37.463000000000001,0.10678215822018111,-693.44464361397138]
[null,37.486000000000004,0.10617279416653053,-724.13975067568845]
[null,37.511000000000003,0.1055121697053,-755.58749006445294]
[null,37.558,0.10427465139477145,-808.91034846894138]
[null,37.588999999999999,0.10346130522336987,-839.65114804124789]
[null,37.609000000000002,0.10293767772901487,-857.50875722964895]
[null,37.637,0.10220596292921205,-879.80318658399881]
[null,37.667999999999999,0.10139758282304065,-900.67456712473438]
[null,37.686,0.100928984332259,-910.89995104767024]
[null,37.707999999999998,0.10035699248602539,-921.46266679955022]
[null,37.747,9.9344897535989074E-2,-934.83655494325603]
[null,37.765000000000001,9.8878552423958974E-2,-938.65670204717446]
[null,37.795999999999999,9.8076497915532371E-2,-941.69282641805898]
[null,37.831000000000003,9.717256205343551E-2,-939.6677306457658]
[null,37.872999999999998,9.6090028307935962E-2,-929.52900951219658]
[null,37.904000000000003,9.5292530085766713E-2,-916.6329179051196]
[null,37.922000000000004,9.483005944129981E-2,-907.03923869189339]
[null,37.957999999999998,9.3906445895221097E-2,-883.24027022907717]
[null,37.983000000000004,9.3266114524737764E-2,-863.13038805630413]
[null,38.000999999999998,9.2805634584763236E-2,-846.85652494845601]
[null,38.032000000000004,9.2013722139939358E-2,-815.36307111661324]
[null,38.052999999999997,9.1478114440944322E-2,-791.58229342886932]
[null,38.08,9.0790533054084091E-2,-758.17407293705037]
[null,38.111000000000004,9.0002632588591008E-2,-715.99946596834832]
[null,38.158000000000001,8.8811463958426665E-2,-644.62795117614974]
[null,38.18,8.8255404853275765E-2,-608.30097460274158]
[null,38.219000000000001,8.7272225260855346E-2,-539.62678594963461]
[null,38.237000000000002,8.6819621705824815E-2,-506.18965072194703]
[null,38.268000000000001,8.6041989065144209E-2,-446.20722860969073]
[null,38.307000000000002,8.5067225702909824E-2,-366.78946741346505]
[null,38.316000000000003,8.4842874572786234E-2,-347.88853509880738]
[null,38.347000000000001,8.4071912676592614E-2,-281.29588654752553]
[null,38.393999999999998,8.2908694834430086E-2,-176.46769219043907]
[null,38.402000000000001,8.2711419565274918E-2,-158.22666998936802]
[null,38.426000000000002,8.2120914718160506E-2,-102.91843113784425]
[null,38.472999999999999,8.0970540019175113E-2,7.4450929335807894]
[null,38.503999999999998,8.021642843483498E-2,81.254212733203445]
[null,38.529000000000003,7.9611127642637586E-2,141.08470888201396]
[null,38.552,7.9056601105745458E-2,196.1976981077953]
[null,38.582999999999998,7.8312911313974304E-2,270.31948294895295]
[null,38.600999999999999,7.7883122023508625E-2,313.14483382105692]
[null,38.652000000000001,7.6673890817671786E-2,432.91942192895527]
[null,38.677999999999997,7.6062475240798968E-2,492.70588600196908]
[null,38.709000000000003,7.5338156532681708E-2,562.47993334564796]
[null,38.710999999999999,7.5291605306843826E-2,566.91731629384731]
[null,38.758000000000003,7.4204100177928667E-2,668.59358741019867]
[null,38.780999999999999,7.3676549904343261E-2,716.30607075498699]
[null,38.819000000000003,7.2811879534240634E-2,791.717518653654]
[null,38.837000000000003,7.2405395910457998E-2,825.80579593464358]
[null,38.868000000000002,7.1710139500688289E-2,881.81686624348231]
[null,38.908000000000001,7.0822248938107762E-2,948.61581306422636]
[null,38.916000000000004,7.0645944870116578E-2,961.18564526875718]
[null,38.947000000000003,6.9966863399430798E-2,1007.2570760569861]
[null,38.994,6.8949977949722602E-2,1068.6499156369002]
[null,39.003,6.8757035408657491E-2,1079.1824920397744]
[null,39.055,6.7653720396691333E-2,1131.9052969623749]
[null,39.073,6.727642799429806E-2,1146.8118558211902]
[null,39.103999999999999,6.6632322903239116E-2,1168.2957973535913]
[null,39.130000000000003,6.6097711051340269E-2,1166.6565968832285]
[null,39.152000000000001,6.5649388293803207E-2,1144.2034467491492]
[null,39.183,6.5024014517756926E-2,1113.2964420412468]
[null,39.201000000000001,6.4664334356724612E-2,1095.7350119558403]
[null,39.253,6.3639605817384717E-2,1046.5426830459789]
[null,39.277999999999999,6.3154599089267363E-2,1023.6848496286616]
[null,39.308999999999997,6.2560144662226078E-2,996.03327022049587]
[null,39.340000000000003,6.1973425829108732E-2,969.12860998774181]
[null,39.352000000000004,6.1748392168218098E-2,958.91010050128205]
[null,39.387999999999998,6.1080283591825581E-2,928.89650468196157]
[null,39.419000000000004,6.0513383054627112E-2,903.80532992197607]
[null,39.436999999999998,6.01877896973892E-2,889.54846758696192]
[null,39.475000000000001,5.9509042461480401E-2,860.18486678899001]
[null,39.514000000000003,5.8824563339214313E-2,831.05612154689595]
[null,39.515999999999998,5.8789792106179045E-2,829.58921854467917]
[null,39.547000000000004,5.825494317553704E-2,807.18051320819893]
[null,39.573999999999998,5.7795368238285579E-2,788.15701492613607]
[null,39.624000000000002,5.6959573972345398E-2,736.99335278663671]
[null,39.655000000000001,5.6451244482181244E-2,661.65164055584466]
[null,39.673000000000002,5.6159514102913928E-2,616.16373591539957]
[null,39.697000000000003,5.5774424933282399E-2,553.65940592052493]
[null,39.721000000000004,5.5393737478883889E-2,489.18398853679855]
[null,39.752000000000002,5.490845869120084E-2,403.25894239670237]
[null,39.783000000000001,5.4430347171607531E-2,314.70315509213651]
[null,39.823999999999998,5.380882540543367E-2,194.21374695601313]
[null,39.86,5.3273058705480707E-2,85.947317008794414]
[null,39.878,5.3008602429589782E-2,31.167733934648631]
[null,39.908999999999999,5.255840957292101E-2,-63.869143392772273]
[null,39.919000000000004,5.2414587037301057E-2,-94.653440418816231]
[null,39.957000000000001,5.1874179276277452E-2,-211.836698441858]
[null,39.988,5.1440355886047125E-2,-307.24074788541105]
[null,40.018999999999998,5.1012691273934957E-2,-401.97779107863477]
[null,40.045999999999999,5.0645105584855986E-2,-482.17392326234005]
[null,40.067,5.0362286192360245E-2,-541.7764119898394]
[null,40.114000000000004,4.9738799186237435E-2,-666.74304326276922]
[null,40.145000000000003,4.9334519809435644E-2,-743.07114822935011]
[null,40.169000000000004,4.9025199782794862E-2,-798.98785711019912]
[null,40.192999999999998,4.8718995827856978E-2,-852.23182407992613]
[null,40.224000000000004,4.8327964139140284E-2,-917.19136526545731]
[null,40.241999999999997,4.8103169388092677E-2,-953.00270669474139]
[null,40.268000000000001,4.7781308166315761E-2,-1002.3417479218103]
[null,40.303000000000004,4.7353173043235171E-2,-1064.4641429005553]
[null,40.320999999999998,4.713521215412237E-2,-1094.5636445239118]
[null,40.352000000000004,4.6763249745833846E-2,-1143.5723954808029]
[null,40.383000000000003,4.6395458591201894E-2,-1189.1350829970427]
[null,40.425000000000004,4.590350672146578E-2,-1245.6353832177242]
[null,40.46,4.5498846591954238E-2,-1288.3559169466278]
[null,40.478000000000002,4.5292526143201013E-2,-1308.8520684556165]
[null,40.509,4.4939928555887299E-2,-1341.8982499589301]
[null,40.548000000000002,4.4501028745972962E-2,-1376.8270133846413]
[null,40.557000000000002,4.4400455632821162E-2,-1383.2355700870555]
[null,40.588000000000001,4.4055993028103042E-2,-1400.4498112681388]
[null,40.619,4.3714443953525271E-2,-1410.0505056444592]
[null,40.646999999999998,4.3408326321839767E-2,-1412.1122362091169]
[null,40.667000000000002,4.3190990375325353E-2,-1409.7231799516292]
[null,40.713999999999999,4.268434047623941E-2,-1391.4199304281278]
[null,40.744999999999997,4.2353124680937874E-2,-1369.6349455464949]
[null,40.770000000000003,4.2087620537909438E-2,-1346.4903527498159]
[null,40.792999999999999,4.1844560615611461E-2,-1320.8468110214033]
[null,40.823999999999998,4.1518693140998542E-2,-1279.7814227337758]
[null,40.841999999999999,4.1330352085491559E-2,-1252.5663344012471]
[null,40.869,4.1048983756013617E-2,-1207.1955760526125]
[null,40.902999999999999,4.0696520949789941E-2,-1142.4959336899246]
[null,40.950000000000003,4.0212460688895446E-2,-1039.7979548741164]
[null,40.981000000000002,3.9895055815456416E-2,-964.38693187069305]
[null,40.991999999999997,3.9782765183346384E-2,-936.30444064913775]
[null,41.029000000000003,3.9406291071571613E-2,-837.21951239644557]
[null,41.06,3.9092257304024991E-2,-749.23332905887946]
[null,41.078000000000003,3.8910466930798387E-2,-696.2919699714862]
[null,41.119,3.8497824488240906E-2,-571.23296738821432]
[null,41.139000000000003,3.8297228231856786E-2,-508.22990585887476]
[null,41.157000000000004,3.8117063964767786E-2,-450.54320633507155]
[null,41.188000000000002,3.7807580214023306E-2,-349.25929752684021]
[null,41.218000000000004,3.7509008698855338E-2,-249.24026112831388]
[null,41.265000000000001,3.7043005700191166E-2,-89.415042783578173]
[null,41.295999999999999,3.6736775564087304E-2,17.5763711676924]
[null,41.314,3.6559367585260169E-2,80.118731133015672]
[null,41.341000000000001,3.6293802202317899E-2,174.34949792373658]
[null,41.375,3.5960309765668386E-2,293.45743317793813]
[null,41.393000000000001,3.5784168871753966E-2,356.60305304229644]
[null,41.423999999999999,3.5481485952674863E-2,465.31454155324639]
[null,41.468000000000004,3.5053335871804397E-2,618.77831088490382]
[null,41.472000000000001,3.5014499075082445E-2,632.62812386035148]
[null,41.503,3.4714005364364919E-2,739.08410458766616]
[null,41.550000000000004,3.4260109409824019E-2,896.44974429390402]
[null,41.563000000000002,3.4134932158014913E-2,938.87042274449675]
[null,41.611000000000004,3.3674169177780322E-2,1090.2733281373371]
[null,41.628999999999998,3.35019795550143E-2,1144.6179302048961]
[null,41.660000000000004,3.3206221741162667E-2,1234.62872993868]
[null,41.69,3.2920988698339086E-2,1316.9726309004957]
[null,41.707999999999998,3.2750329190684609E-2,1363.9260672314176]
[null,41.739000000000004,3.2457289678581296E-2,1440.1346577129498]
[null,41.786000000000001,3.2015206598328301E-2,1419.1951264922659]
[null,41.813000000000002,3.1762503050863623E-2,1385.7477679287736]
[null,41.834000000000003,3.1566619225659114E-2,1360.2790990527176]
[null,41.865000000000002,3.1278557286758886E-2,1323.535500142983]
[null,41.896000000000001,3.0991857224812288E-2,1287.7844123008535]
[null,41.914000000000001,3.0826034058602958E-2,1267.4705632057896]
[null,41.942,3.0569065851156325E-2,1236.5062945498607]
[null,41.975000000000001,3.0267794154539594E-2,1200.9824120687917]
[null,41.993000000000002,3.010421114359017E-2,1182.0378004928505]
[null,42.024000000000001,2.9823763943698619E-2,1150.1088214563449]
[null,42.069000000000003,2.9419655384237711E-2,1105.2886971680821]
[null,42.100999999999999,2.9134538252475896E-2,1074.4833039948387]
[null,42.131999999999998,2.8860187331980106E-2,1045.4595664510628]
[null,42.15,2.8701750041591739E-2,1028.9682130342794]
[null,42.164000000000001,2.857896929131222E-2,1016.3216651282955]
[null,42.210999999999999,2.8169722971482965E-2,974.99126394415589]
[null,42.228999999999999,2.8014223870001475E-2,959.61149601438217]
[null,42.26,2.7748070066171898E-2,933.69065378187577]
[null,42.291000000000004,2.7484054174545244E-2,908.46998038314518]
[null,42.308,2.7340199422467282E-2,894.92970882695306]
[null,42.338999999999999,2.7079605206104956E-2,870.75603866143967]
[null,42.386000000000003,2.6688875008622284E-2,835.34530439666537]
[null,42.414000000000001,2.6458663727544355E-2,814.93784312956825]
[null,42.433999999999997,2.6295424315188453E-2,800.66703785204095]
[null,42.465000000000003,2.6044407709434756E-2,779.03957292990322]
[null,42.496000000000002,2.5795867085554862E-2,757.99630495461804]
[null,42.512999999999998,2.5660637155037771E-2,746.69876510267181]
[null,42.544000000000004,2.5416012257130159E-2,726.52908084417538]
[null,42.575000000000003,2.5173964909929888E-2,706.90421624000317]
[null,42.593000000000004,2.5034617962264791E-2,695.75332371777756]
[null,42.636000000000003,2.470533532771893E-2,577.88771783167067]
[null,42.67,2.4448607166953823E-2,420.51400576419252]
[null,42.701000000000001,2.4217360088548041E-2,283.78538211209269]
[null,42.731999999999999,2.398883328499846E-2,154.1363602440415]
[null,42.762999999999998,2.3763045057526921E-2,31.284241436912303]
[null,42.78,2.3640393823489692E-2,-33.299308247891751]
[null,42.798000000000002,2.3511432662151246E-2,-99.592063994740258]
[null,42.829000000000001,2.3291519821341432E-2,-208.86910493989882]
[null,42.858000000000004,2.3088305562101771E-2,-305.68105255267562]
[null,42.905999999999999,2.2757291963168134E-2,-454.96024182255638]
[null,42.936999999999998,2.2547051000439765E-2,-544.45059507611359]
[null,42.939,2.2533582394355406E-2,-550.04442442451341]
[null,42.984999999999999,2.2226983589774915E-2,-672.90065165217152]
[null,43.015999999999998,2.2023790811110243E-2,-749.6439599670714]
[null,43.033999999999999,2.1907068790578757E-2,-792.06412883688779]
[null,43.064999999999998,2.1708208524523709E-2,-861.56799602454316]
[null,43.108000000000004,2.1436866084286257E-2,-950.84295862544809]
[null,43.113,2.1405651470909729E-2,-960.70517942483411]
[null,43.143999999999998,2.121367555610644E-2,-1019.5270371160249]
[null,43.175000000000004,2.1024357863208529E-2,-1074.4702557872479]
[null,43.207000000000001,2.0831690659799951E-2,-1127.2940947372354]
[null,43.252000000000002,2.0565425157812914E-2,-1195.2229774216667]
[null,43.27,2.0460427369724008E-2,-1220.407429953985]
[null,43.301000000000002,2.0281588484982013E-2,-1261.2370031493133]
[null,43.33,2.0116537867323599E-2,-1296.6267562935768]
[null,43.349000000000004,2.0009564036222383E-2,-1318.3982794712172]
[null,43.38,1.9836974335653807E-2,-1351.6070601428034]
[null,43.398000000000003,1.9737853474824783E-2,-1369.6167829033764]
[null,43.429000000000002,1.9568995421159308E-2,-1398.5269201652604]
[null,43.459000000000003,1.9407774207769627E-2,-1424.0647708913518]
[null,43.506,1.915941608751218E-2,-1459.5046321392522]
[null,43.536999999999999,1.8998350985260988E-2,-1476.8484744938928]
[null,43.567999999999998,1.8839406071509499E-2,-1481.3634887131634]
[null,43.585999999999999,1.8748067024581726E-2,-1478.1627131680443]
[null,43.616,1.8597353765161053E-2,-1463.9400588676233]
[null,43.634,1.8507819043649416E-2,-1450.3765379131712]
[null,43.664999999999999,1.8355153060732238E-2,-1418.7847281117593]
[null,43.709000000000003,1.8141697322118459E-2,-1357.5388373278697]
[null,43.742000000000004,1.7984005470980884E-2,-1300.2216408708041]
[null,43.744,1.7974512700817059E-2,-1296.458250390647]
[null,43.774999999999999,1.7828293138712214E-2,-1234.1711634109695]
[null,43.808,1.7674490345275077E-2,-1160.2498068039417]
[null,43.852000000000004,1.7472269398864582E-2,-1050.8391552517903]
[null,43.87,1.7390446992127377E-2,-1002.8802034362088]
[null,43.901000000000003,1.7250716053059972E-2,-916.39728568665839]
[null,43.930999999999997,1.7116874713942735E-2,-828.4733522179539]
[null,43.948999999999998,1.7037200893532035E-2,-773.92503227963232]
[null,43.980000000000004,1.6901056584471937E-2,-677.16565701571221]
[null,44.027000000000001,1.6697122835985137E-2,-524.60552441515244]
[null,44.058,1.6564168421787335E-2,-420.77096328209751]
[null,44.058999999999997,1.6559899393728036E-2,-417.38492400757445]
[null,44.106000000000002,1.6360601692761181E-2,-256.05740010451569]
[null,44.137,1.6230538830277887E-2,-147.70603062705152]
[null,44.152999999999999,1.6163821860223075E-2,-91.317691005224134]
[null,44.185000000000002,1.6031197376807613E-2,22.185361356048556]
[null,44.216000000000001,1.5903706164584312E-2,132.79761511919179]
[null,44.234000000000002,1.5830107324594257E-2,197.20318302335716]
[null,44.28,1.5643382610359149E-2,361.96622732191298]
[null,44.295000000000002,1.558290005109501E-2,415.643041712002]
[null,44.341999999999999,1.5394609769695426E-2,583.252585985157]
[null,44.372999999999998,1.5271384007936298E-2,693.04997363043992]
[null,44.378999999999998,1.5247618688718741E-2,714.21052965746526]
[null,44.420999999999999,1.5082000655355143E-2,861.3420641103445]
[null,44.451999999999998,1.4960555742968094E-2,968.35669319899523]
[null,44.47,1.4890335939538656E-2,1029.4368257037343]
[null,44.502000000000002,1.4766017440466826E-2,1135.3333607772038]
[null,44.530999999999999,1.4653903602811933E-2,1227.5723569361869]
[null,44.548999999999999,1.4584569046535855E-2,1282.7115577426557]
[null,44.58,1.4465598535058178E-2,1373.3585302055658]
[null,44.628999999999998,1.4278634480115923E-2,1492.1172569427827]
[null,44.657000000000004,1.4172369817561073E-2,1455.6648761527563]
[null,44.688000000000002,1.4055185658532074E-2,1416.3447348717555]
[null,44.706000000000003,1.3987362270962764E-2,1394.0029415281242]
[null,44.724000000000004,1.3919696546843087E-2,1372.0135734927669]
[null,44.767000000000003,1.3758675010752145E-2,1320.8772367170234]
[null,44.785000000000004,1.3691527119568081E-2,1300.0413727296377]
[null,44.816000000000003,1.3576231829412581E-2,1264.9249037646287]
[null,44.850999999999999,1.3446582494255312E-2,1226.4159930498363]
[null,44.864000000000004,1.3398566816957998E-2,1212.4132026264233]
[null,44.895000000000003,1.3284371823645913E-2,1179.663729035899]
[null,44.942,1.3112051235517003E-2,1131.6907527073101]
[null,44.974000000000004,1.299528835946487E-2,1100.1495104264518]
[null,44.99,1.2937078441124019E-2,1084.7100928988325]
[null,45.021000000000001,1.2824624476182522E-2,1055.4101112887583]
[null,45.052,1.2712607199521764E-2,1026.9015751791653]
[null,45.073,1.2636975809721909E-2,1008.0281432373423]
[null,45.1,1.2540038096309993E-2,984.27110086905179]
[null,45.131,1.2429166067884412E-2,957.68415810564545]
[null,45.178000000000004,1.2261961626446605E-2,918.73834811230392]
[null,45.209000000000003,1.215228297448428E-2,893.92156353512564]
[null,45.230000000000004,1.2078265403015072E-2,877.49217224924178]
[null,45.256999999999998,1.198344110343987E-2,856.81158028975608]
[null,45.288000000000004,1.1875053580563169E-2,833.66754972330409]
[null,45.306000000000004,1.1812362337898898E-2,820.51705912971602]
[null,45.325000000000003,1.1746386567182913E-2,806.86096575705096]
[null,45.353999999999999,1.1646087627357474E-2,786.45436777184364]
[null,45.384999999999998,1.1539421042444769E-2,765.21081277615212]
[null,45.416000000000004,1.1433339313698866E-2,744.54108462579143]
[null,45.451999999999998,1.1310905056962807E-2,721.23717409950279]
[null,45.493000000000002,1.1172492333339159E-2,695.58371316169053]
[null,45.524000000000001,1.1068589380060957E-2,635.77255228453282]
[null,45.542000000000002,1.100856361051954E-2,549.0985652134259]
[null,45.575000000000003,1.0899112842499508E-2,396.79008159666722]
[null,45.59,1.0849622734945391E-2,330.32355239279326]
[null,45.621000000000002,1.0747870430159092E-2,198.24936945732219]
[null,45.652000000000001,1.0646844451719976E-2,73.069230263865549]
[null,45.673999999999999,1.05755993922744E-2,-11.737620052511758]
[null,45.7,1.049189353281243E-2,-107.79758311231505]
[null,45.731000000000002,1.0392802358336874E-2,-216.63428825703883]
[null,45.777999999999999,1.0244082576291629E-2,-370.35981602466569]
[null,45.797000000000004,1.0184491990927025E-2,-428.80805937027503]
[null,45.826000000000001,1.0094138920328691E-2,-514.08745689754051]
[null,45.856999999999999,9.9983711893269645E-3,-600.17931723562788]
[null,45.887999999999998,9.9034626824865066E-3,-681.2451375063356]
[null,45.923999999999999,9.794344584638506E-3,-769.35428685193722]
[null,45.936,9.7582377914346829E-3,-797.33490401738527]
[null,45.983000000000004,9.6181200988268798E-3,-900.52435069518322]
[null,46.014000000000003,9.5268515823506237E-3,-963.23125828890636]
[null,46.018999999999998,9.5122174266937167E-3,-972.96188131496808]
[null,46.061999999999998,9.3873669141167852E-3,-1052.4084859910929]
[null,46.093000000000004,9.2984837964088622E-3,-1105.1465390956894]
[null,46.124000000000002,9.2105543214423807E-3,-1154.2676556678916]
[null,46.146000000000001,9.148735988852472E-3,-1187.0197714102235]
[null,46.172000000000004,9.0763062861942672E-3,-1223.5544538222036]
[null,46.19,9.0265634990538014E-3,-1247.5122677174299]
[null,46.221000000000004,8.9416676057861074E-3,-1286.3030555348955]
[null,46.268999999999998,8.8121543084946179E-3,-1340.4844679902101]
[null,46.298000000000002,8.7350530683172924E-3,-1369.9346156214187]
[null,46.329000000000001,8.6535923353636031E-3,-1398.8229035371519]
[null,46.331000000000003,8.6483708553198729E-3,-1400.5974707568193]
[null,46.368000000000002,8.5525172028893971E-3,-1431.5442016778757]
[null,46.408000000000001,8.4504796336316839E-3,-1461.1381874267715]
[null,46.426000000000002,8.405100401645332E-3,-1472.4485903572327]
[null,46.457000000000001,8.3277279017742976E-3,-1481.561555530913]
[null,46.491,8.2439999543070259E-3,-1476.7405332756007]
[null,46.505000000000003,8.209866764230099E-3,-1470.5480611483426]
[null,46.536000000000001,8.1349951223190949E-3,-1448.6912054957263]
[null,46.582999999999998,8.0233315824815368E-3,-1395.8542062745259]
[null,46.59,8.0068904938626357E-3,-1386.1091494452201]
[null,46.643999999999998,7.881696150561843E-3,-1296.204679299168]
[null,46.661999999999999,7.8406035398494028E-3,-1260.8812881853844]
[null,46.692999999999998,7.7705728809255295E-3,-1194.4085119962995]
[null,46.724000000000004,7.7014694702262996E-3,-1121.391665822676]
[null,46.747,7.6507914331405743E-3,-1063.3749736354648]
[null,46.771999999999998,7.5962724388972253E-3,-996.92934419677795]
[null,46.819000000000003,7.4953487212297909E-3,-863.5190536537267]
[null,46.820999999999998,7.4910990495302273E-3,-857.6186865900255]
[null,46.87,7.3881096098723552E-3,-708.0836621220144]
[null,46.898000000000003,7.3302164741338759E-3,-618.81179549470983]
[null,46.929000000000002,7.2669160992899643E-3,-517.24730722234301]
[null,46.947000000000003,7.2305384803541964E-3,-457.12519696935539]
[null,46.969000000000001,7.1864478414440233E-3,-382.64136036656237]
[null,47.008000000000003,7.1092715016808274E-3,-248.30776921517474]
[null,47.026000000000003,7.0740683907288618E-3,-185.48738761284886]
[null,47.057000000000002,7.0140443903342741E-3,-76.345232169451506]
[null,47.091999999999999,6.9471735564879218E-3,47.969879943185788]
[null,47.134,6.8681500434165299E-3,198.07504518869348]
[null,47.136000000000003,6.8644195599723845E-3,205.23693208695246]
[null,47.183,6.7775809675991268E-3,373.59415630868301]
[null,47.219000000000001,6.7121141577545689E-3,502.26400394836821]
[null,47.244,6.6671681282217919E-3,591.25836539588772]
[null,47.262,6.6350628637401824E-3,655.07809237354184]
[null,47.292999999999999,6.580260344550946E-3,764.36069286861164]
[null,47.314,6.5434799709567955E-3,837.8577373509537]
[null,47.341000000000001,6.4965881561852767E-3,931.52122030609621]
[null,47.372,6.4432850337518008E-3,1037.0831693098546]
[null,47.419000000000004,6.3635218335768504E-3,1190.7964592766984]
[null,47.441000000000003,6.3266050764382532E-3,1259.3192551462901]
[null,47.480000000000004,6.2617919538591723E-3,1374.2285277228452]
[null,47.497999999999998,6.2321417151476807E-3,1424.1039011240753]
[null,47.529000000000003,6.1814537773835108E-3,1491.8372492923531]
[null,47.54,6.1635794729689415E-3,1477.411761345692]
[null,47.576999999999998,6.1038725601987032E-3,1429.9055792394215]
[null,47.608000000000004,6.0543252816910196E-3,1391.2812431609266]
[null,47.625999999999998,6.0257485009866021E-3,1369.3348079094926]
[null,47.663000000000004,5.9674355447504818E-3,1325.3038407471952]
[null,47.686999999999998,5.9299086985480018E-3,1297.5031280989847]
[null,47.734000000000002,5.8570660287548771E-3,1244.7380177387347]
[null,47.765000000000001,5.809469421839273E-3,1211.1153924235791]
[null,47.79,5.7713331968065659E-3,1184.6630801217107]
[null,47.813000000000002,5.7364369584855697E-3,1160.837522692696]
[null,47.844000000000001,5.6896796498874325E-3,1129.4812015061905]
[null,47.862000000000002,5.6626715974051446E-3,1111.664468779853]
[null,47.884999999999998,5.6283077565045664E-3,1089.307035609919]
[null,47.923000000000002,5.5718808233672429E-3,1053.349492985134]
[null,47.941000000000003,5.5452987343180609E-3,1036.733681797738]
[null,47.972000000000001,5.4997312633087167E-3,1008.7296298302315]
[null,48.012,5.441318478151793E-3,973.71016994589422]
[null,48.048999999999999,5.3876561103008208E-3,942.40051487042479]
[null,48.08,5.3429583582996756E-3,916.94457236947858]
[null,48.097999999999999,5.3171113858644778E-3,902.48044817778054]
[null,48.134999999999998,5.2642206248780408E-3,873.46118513940394]
[null,48.146000000000001,5.2485571592489873E-3,865.01515404312897]
[null,48.177,5.2045608584768213E-3,841.64953011114619]
[null,48.207999999999998,5.1607765044180401E-3,818.91505394481715]
[null,48.234000000000002,5.1242139621091561E-3,800.32163656070668]
[null,48.285000000000004,5.0529089977412091E-3,765.0672148914872]
[null,48.286999999999999,5.0501236930900464E-3,763.7167893722899]
[null,48.334000000000003,4.9849052373472187E-3,732.65898318861889]
[null,48.365000000000002,4.94213351298227E-3,712.8685388344843]
[null,48.390999999999998,4.9064089770761233E-3,696.68290124154862]
[null,48.413000000000004,4.8762858672753593E-3,683.27473484604457]
[null,48.444000000000003,4.8340030013718383E-3,538.68097666091887]
[null,48.462000000000003,4.8095394106656714E-3,454.86303996381537]
[null,48.514000000000003,4.7392292835591642E-3,226.61792943624269]
[null,48.539000000000001,4.7056190475151709E-3,123.93501827421511]
[null,48.57,4.6641175848024588E-3,2.6715519349445382]
[null,48.600999999999999,4.6228120110561825E-3,-112.13127801916293]
[null,48.613,4.6068757730141447E-3,-154.89256231697973]
[null,48.649000000000001,4.5592469575782626E-3,-277.74902674250984]
[null,48.68,4.5184519801671728E-3,-377.24393171715843]
[null,48.698,4.494858867974896E-3,-432.44070990052995]
[null,48.736000000000004,4.4452825561376273E-3,-542.99409710513783]
[null,48.746000000000002,4.4322890423530454E-3,-570.77937486925066]
[null,48.777000000000001,4.3921514488685764E-3,-653.57296309557535]
[null,48.808,4.3522324585656743E-3,-731.47730201460502]
[null,48.835000000000001,4.3176461189918117E-3,-795.50486327428405]
[null,48.884999999999998,4.2540553305066894E-3,-905.12677567926937]
[null,48.916000000000004,4.2149355552841185E-3,-967.54131927836659]
[null,48.933999999999997,4.1923311245431983E-3,-1001.9204327899553]
[null,48.957999999999998,4.1623200269244234E-3,-1045.7033573450474]
[null,48.981999999999999,4.1324577673494877E-3,-1087.2085628591819]
[null,49.012999999999998,4.0941101531808584E-3,-1137.5719826533996]
[null,49.044000000000004,4.0560207774329267E-3,-1184.4213374214394]
[null,49.085000000000001,4.0060507616972952E-3,-1241.2457701449739]
[null,49.091999999999999,3.9975663389162181E-3,-1250.3846468098043]
[null,49.139000000000003,3.9409629207986024E-3,-1307.6855997568407]
[null,49.17,3.903981240830866E-3,-1341.7687557516499]
[null,49.18,3.892112586725803E-3,-1352.1608305566606]
[null,49.218000000000004,3.8472869627550785E-3,-1389.0731628463489]
[null,49.249000000000002,3.8110466214237321E-3,-1416.2796715424595]
[null,49.28,3.7751067456162075E-3,-1441.0028800446923]
[null,49.307000000000002,3.7440529275128685E-3,-1460.6019013970611]
[null,49.328000000000003,3.7200623189274583E-3,-1473.5620412923031]
[null,49.375,3.6668917959654032E-3,-1480.8477845136222]
[null,49.405999999999999,3.6322235820458811E-3,-1469.9272892320357]
[null,49.43,3.6056061961168028E-3,-1453.6233042543461]
[null,49.454000000000001,3.579185115110821E-3,-1430.939206365982]
[null,49.484999999999999,3.5453514839135277E-3,-1392.8590051120777]
[null,49.503,3.5258592489377152E-3,-1366.5094669781629]
[null,49.529000000000003,3.4979041026355403E-3,-1323.3382051594988]
[null,49.564,3.4606489860987467E-3,-1256.4080299990944]
[null,49.582000000000001,3.4416588548563738E-3,-1218.3569707134634]
[null,49.613,3.4092255361890794E-3,-1147.5423197653367]
[null,49.652000000000001,3.3689144812268377E-3,-1049.8435151582651]
[null,49.69,3.3301679210604707E-3,-946.51814949186087]
[null,49.721000000000004,3.2989491378563681E-3,-857.03145868137449]
[null,49.739000000000004,3.2809836398083633E-3,-803.16353444954336]
[null,49.779000000000003,3.2414861534804766E-3,-679.03053643613248]
[null,49.800000000000004,3.2209855221402846E-3,-611.69130963202088]
[null,49.817999999999998,3.203542764483988E-3,-552.9264870660428]
[null,49.849000000000004,3.173781967163977E-3,-449.71805202025865]
[null,49.874000000000002,3.150038920068445E-3,-364.88108226694033]
[null,49.896999999999998,3.1283982145408973E-3,-285.75889588604213]
[null,49.928000000000004,3.0995373529587567E-3,-177.76628970136099]
[null,49.975000000000001,3.0564506147510565E-3,-11.80241449237584]
[null,50.006,3.0284714016243939E-3,98.657477695550455]
[null,50.030999999999999,3.00616072485898E-3,188.07079979049459]
[null,50.054000000000002,2.9858333799791907E-3,270.45671370093851]
[null,50.085000000000001,2.9587347822408721E-3,381.49459751869557]
[null,50.103000000000002,2.9431568681614908E-3,445.87788818830603]
[null,50.13,2.9200042117698997E-3,542.20754773676333]
[null,50.164000000000001,2.8912117670722029E-3,662.89240461631334]
[null,50.210999999999999,2.8520682566675732E-3,828.11998234376529]
[null,50.213000000000001,2.8504193923668888E-3,835.10114876884757]
[null,50.253,2.8177248713093881E-3,973.41154851879969]
[null,50.29,2.7879585686863355E-3,1097.6950718911887]
[null,50.320999999999998,2.7633656588260257E-3,1197.7995748919611]
[null,50.338999999999999,2.7492288315807082E-3,1253.8497898967516]
[null,50.38,2.7174141763764295E-3,1374.8395377675445]
[null,50.4,2.7020867155424081E-3,1430.0994876943901]
[null,50.417999999999999,2.6883978528076218E-3,1477.5290250518581]
[null,50.448999999999998,2.6650547053028123E-3,1465.4467108601464]
[null,50.475000000000001,2.6456994744667797E-3,1432.1738308246161]
[null,50.526000000000003,2.6083103566739737E-3,1369.0861197982201]
[null,50.557000000000002,2.5859479097122603E-3,1332.104627328195]
[null,50.575000000000003,2.5730866235839874E-3,1311.0916595364545]
[null,50.602000000000004,2.5539615888942901E-3,1280.1920657966532]
[null,50.636000000000003,2.5301572590986023E-3,1242.3152611377147]
[null,50.654000000000003,2.5176783007396044E-3,1222.7186543592882]
[null,50.685000000000002,2.496382409731017E-3,1189.6908118771748]
[null,50.728999999999999,2.4665700067775004E-3,1144.3385502897179]
[null,50.733000000000004,2.4638833004078527E-3,1140.3023555551952]
[null,50.764000000000003,2.4431915218329063E-3,1109.5007263766538]
[null,50.811,2.4122483092868822E-3,1064.3810445784179]
[null,50.823999999999998,2.4037781585528454E-3,1052.2283127302128]
[null,50.872,2.3728246131090405E-3,1008.546432072475]
[null,50.89,2.3613440029102727E-3,992.63735611939626]
[null,50.920999999999999,2.3417288816367033E-3,965.82442566897078]
[null,50.951000000000001,2.322930608153145E-3,940.56622762630707]
[null,50.969000000000001,2.3117362579338878E-3,925.72948924881882]
[null,51,2.2926016709548585E-3,900.7238613041136]
[null,51.018000000000001,2.2815732448502415E-3,886.51560686332175]
[null,51.073999999999998,2.247633140654575E-3,843.72959967155543]
[null,51.094999999999999,2.2350451704805123E-3,828.22268687523922]
[null,51.125999999999998,2.2165967123855945E-3,805.85089403090444]
[null,51.157000000000004,2.1983027201884367E-3,784.08340377692514]
[null,51.173000000000002,2.1889193727626511E-3,773.07963480492697]
[null,51.204999999999998,2.1702688398827046E-3,751.53320791626777]
[null,51.236000000000004,2.15234461544164E-3,731.23293661293735]
[null,51.253999999999998,2.1419998462943791E-3,719.69827647432271]
[null,51.295999999999999,2.1180353312694562E-3,693.48670155244668]
[null,51.331000000000003,2.0982438239468739E-3,599.84506883115296]
[null,51.362000000000002,2.0808444897652072E-3,453.94537524286841]
[null,51.364000000000004,2.0797261011787226E-3,444.79134714891575]
[null,51.395000000000003,2.0624524528951309E-3,306.80601096136934]
[null,51.441000000000003,2.0370295376750842E-3,115.10814307316492]
[null,51.472000000000001,2.0200322813147108E-3,-5.688666977142967]
[null,51.49,2.0102113851383809E-3,-72.855703882467765]
[null,51.521000000000001,1.9933789110204679E-3,-183.5900473458268]
[null,51.552,1.9766467730639669E-3,-288.28897393889594]
[null,51.569000000000003,1.9675126027474811E-3,-343.23094662998182]
[null,51.6,1.9509302642687369E-3,-439.06539100700695]
[null,51.646999999999998,1.925967080089336E-3,-574.08355572230607]
[null,51.675000000000004,1.9111944977925051E-3,-648.90736312066963]
[null,51.695,1.9006869199946817E-3,-699.89599287969588]
[null,51.725999999999999,1.8844719098706265E-3,-775.02555330461939]
[null,51.756999999999998,1.8683426210863254E-3,-845.58568168258671]
[null,51.774000000000001,1.8595334662551489E-3,-882.40950567694017]
[null,51.805,1.8435344549612564E-3,-946.27071894066557]
[null,51.835999999999999,1.8276181567024575E-3,-1006.0380876002354]
[null,51.853999999999999,1.8184140654943996E-3,-1038.9322483131266]
[null,51.896999999999998,1.7965373394592601E-3,-1112.3594518906154]
[null,51.931000000000004,1.7793495224820888E-3,-1165.5008054985992]
[null,51.962000000000003,1.7637626070115262E-3,-1210.35884727504]
[null,51.993000000000002,1.7482560613954865E-3,-1251.9431092218281]
[null,51.996000000000002,1.7467597159243145E-3,-1255.7990459468651]
[null,52.041000000000004,1.7244046437957744E-3,-1310.2072674429155]
[null,52.059000000000005,1.7155102887080884E-3,-1330.226480153392]
[null,52.09,1.7002562703126102E-3,-1362.4735522728868]
[null,52.119,1.6860603563124089E-3,-1390.1819399267997]
[null,52.167000000000002,1.6627222104516927E-3,-1431.0961107229273]
[null,52.169000000000004,1.6617540795051413E-3,-1432.6722261069308]
[null,52.2,1.6467932496667722E-3,-1455.839033593154]
[null,52.246000000000002,1.6247496880327206E-3,-1479.9785224369416]
[null,52.277000000000001,1.6100012650059467E-3,-1480.4760907254642]
[null,52.295000000000002,1.6014778249674266E-3,-1475.0779967016329]
[null,52.326000000000001,1.5868684199418146E-3,-1456.6490434492348]
[null,52.341000000000001,1.5798315339850769E-3,-1443.8142620999959]
[null,52.374000000000002,1.5644250646180381E-3,-1407.2108144672131]
[null,52.405000000000001,1.5500473253813047E-3,-1363.0930005770531]
[null,52.436,1.5357630342882733E-3,-1310.3748877097066]
[null,52.468000000000004,1.5211178533114334E-3,-1247.7467582406716]
[null,52.484000000000002,1.5138337951042247E-3,-1213.5522936714553]
[null,52.530999999999999,1.4925881253688459E-3,-1103.0810782189294]
[null,52.561999999999998,1.4787007018454742E-3,-1022.8534528761395]
[null,52.591000000000001,1.465801354279182E-3,-943.13884586892573]
[null,52.61,1.4573990762107524E-3,-888.69961633335515]
[null,52.640999999999998,1.4437743893836283E-3,-796.4907462534153]
[null,52.658999999999999,1.4359118387496286E-3,-741.19709609085317]
[null,52.69,1.4224554926901636E-3,-643.28627843834352]
[null,52.72,1.4095366730861713E-3,-545.68025580156859]
[null,52.767000000000003,1.3895051306982576E-3,-388.08096822521145]
[null,52.798000000000002,1.3764340070675988E-3,-281.60057634709358]
[null,52.813000000000002,1.3701501386718788E-3,-229.49282613453261]
[null,52.846000000000004,1.3564201628272769E-3,-113.76358404468573]
[null,52.877000000000002,1.3436422147823071E-3,-3.9761012438268093]
[null,52.895000000000003,1.3362764949994507E-3,60.118664515205154]
[null,52.94,1.3180370826662809E-3,221.02734388055779]
[null,52.956000000000003,1.3116126232427E-3,278.34987595039377]
[null,52.974000000000004,1.3044234369377582E-3,342.83550210082041]
[null,53.005000000000003,1.2921378885519205E-3,453.75165160969442]
[null,53.035000000000004,1.2803647525968936E-3,560.72890322925912]
[null,53.082000000000001,1.2621517371037593E-3,727.13877238772443]
[null,53.113,1.2502947548568035E-3,835.81468609970261]
[null,53.131,1.2434672585980512E-3,898.41068891901671]
[null,53.161999999999999,1.2318075335119546E-3,1004.7366446354382]
[null,53.192,1.2206433721434944E-3,1104.9516886078145]
[null,53.21,1.2140014733845008E-3,1163.4256758220833]
[null,53.241,1.2026621223385344E-3,1260.6044838232044]
[null,53.288000000000004,1.1857108545027274E-3,1397.8326992653213]
[null,53.291000000000004,1.1846387033178337E-3,1406.1286827628071]
[null,53.32,1.1743356472569714E-3,1483.191462400491]
[null,53.367000000000004,1.1578720305725002E-3,1442.072147650066]
[null,53.398000000000003,1.147171312684497E-3,1403.1191705521653]
[null,53.414000000000001,1.1416975508123696E-3,1383.4278990387447]
[null,53.445999999999998,1.1308499118434651E-3,1344.8705153742628]
[null,53.477000000000004,1.1204680503394328E-3,1308.5431301804069]
[null,53.495000000000005,1.1144967917176593E-3,1287.901827624667]
[null,53.541000000000004,1.0994259388742624E-3,1236.6190345283735]
[null,53.556000000000004,1.0945699325625414E-3,1220.3419064315929]
[null,53.603000000000002,1.0795388127279354E-3,1170.7146847504841]
[null,53.634,1.069776318047658E-3,1139.091563551194]
[null,53.64,1.067900577412986E-3,1133.0703485787044]
[null,53.682000000000002,1.0548949220887253E-3,1091.8036687708554]
[null,53.713000000000001,1.0454337385914227E-3,1062.3120768457668]
[null,53.731000000000002,1.0399934118131911E-3,1045.5548875097406]
[null,53.762999999999998,1.0304172600053235E-3,1016.4143295030701]
[null,53.792000000000002,1.0218433557214707E-3,990.70784537651332]
[null,53.81,1.0165709697265092E-3,975.08015996889333]
[null,53.841000000000001,1.0075783063750307E-3,948.74148114358138]
[null,53.89,9.9358631239277731E-4,908.55281124823682]
[null,53.917999999999999,9.8571082760724542E-4,886.35689273756554]
[null,53.948999999999998,9.770912632468009E-4,862.41478984095636]
[null,53.966999999999999,9.7213367425891034E-4,848.81083274158402]
[null,53.984999999999999,9.6721039622618178E-4,835.42146802970512]
[null,54.027999999999999,9.5558586715266945E-4,804.28446299986535]
[null,54.045999999999999,9.5077599253514463E-4,791.59746892319879]
[null,54.076999999999998,9.4256849466713252E-4,770.21498946267513]
[null,54.112000000000002,9.3341556486984062E-4,746.76684627872805]
[null,54.125,9.3004595891889254E-4,738.24052266353249]
[null,54.155999999999999,9.2207534454511971E-4,718.29931083240899]
[null,54.203000000000003,9.1016024578614873E-4,689.08848151957784]
[null,54.234999999999999,9.0216137569038967E-4,579.63019210779589]
[null,54.250999999999998,8.9819549349560491E-4,503.91358395605675]
[null,54.282000000000004,8.9057398592244522E-4,362.89853954655104]
[null,54.313000000000002,8.8303291373852089E-4,229.13395794395595]
[null,54.334000000000003,8.7796901979990914E-4,142.49178181509302]
[null,54.361000000000004,8.7151003103665917E-4,35.648722925923479]
[null,54.392000000000003,8.6416422296456581E-4,-80.920708112264634]
[null,54.439,8.531652768323148E-4,-245.77648404585437]
[null,54.457000000000001,8.4899576328208127E-4,-305.28028738461234]
[null,54.487000000000002,8.4209763028360687E-4,-400.16864017234724]
[null,54.518000000000001,8.3503501183650988E-4,-492.7890781046392]
[null,54.548999999999999,8.2803697867122315E-4,-580.1138511820933]
[null,54.556000000000004,8.2646545326881709E-4,-599.12203848248964]
[null,54.597000000000001,8.1732403667173945E-4,-705.38571631367893]
[null,54.628,8.104816919121626E-4,-780.18460405888004]
[null,54.646000000000001,8.0653541311490767E-4,-821.51322624203021]
[null,54.679000000000002,7.9934993053762957E-4,-893.41846183663165]
[null,54.722999999999999,7.8986567659515073E-4,-981.84824474472282]
[null,54.753999999999998,7.8324736423409074E-4,-1039.2939255098779]
[null,54.756,7.8282209128710447E-4,-1042.8671358942943]
[null,54.803000000000004,7.7288927034066784E-4,-1122.3696617823239]
[null,54.835999999999999,7.6598200178393488E-4,-1173.2637722007537]
[null,54.850999999999999,7.6286005286608637E-4,-1195.1135699869792]
[null,54.881999999999998,7.5644200597054553E-4,-1237.8217448411008]
[null,54.913000000000004,7.5006894270171487E-4,-1277.3506726609894]
[null,54.935000000000002,7.4557261247800018E-4,-1303.5519886587635]
[null,54.960999999999999,7.4028644028344462E-4,-1332.6106683867433]
[null,54.992000000000004,7.3402209358466755E-4,-1364.6610583474367]
[null,55.039000000000001,7.246017005573044E-4,-1408.1368379351707]
[null,55.058,7.2081916067440101E-4,-1424.0448790705509]
[null,55.087000000000003,7.1507372073186329E-4,-1446.5615411213635]
[null,55.118000000000002,7.0896847498711738E-4,-1468.2810873976305]
[null,55.149000000000001,7.0290013709521095E-4,-1480.6291275444109]
[null,55.185000000000002,6.9589842149862216E-4,-1478.5202787543892]
[null,55.197000000000003,6.9357520665374066E-4,-1474.1468416039893]
[null,55.244,6.8452618848334772E-4,-1440.7624186576654]
[null,55.246000000000002,6.8414293480635743E-4,-1438.7981096586186]
[null,55.28,6.7764858508052362E-4,-1399.1156246086198]
[null,55.323,6.694933623261803E-4,-1333.1364349775356]
[null,55.353999999999999,6.6365381231030588E-4,-1275.7283141508788]
[null,55.384999999999998,6.5784733205892683E-4,-1210.9153408480929]
[null,55.407000000000004,6.5374644167743917E-4,-1160.8116540937763]
[null,55.433,6.4892118915090404E-4,-1097.569974865957]
[null,55.451000000000001,6.4559400845604282E-4,-1051.4172912877684]
[null,55.481999999999999,6.3988960379479957E-4,-967.77462213531783]
[null,55.53,6.3112092657065244E-4,-829.0657395953308]
[null,55.559000000000005,6.2586093157320421E-4,-740.57466616815236]
[null,55.561,6.2549917308825321E-4,-734.3556877688535]
[null,55.591999999999999,6.1990999093868937E-4,-636.21687273921145]
[null,55.628999999999998,6.1328184914519375E-4,-515.24637883618971]
[null,55.669000000000004,6.0616894553580333E-4,-380.5808086818837]
[null,55.686999999999998,6.0298611109494077E-4,-318.8902915817971]
[null,55.718000000000004,5.9753096253313792E-4,-211.34694645527557]
[null,55.752000000000002,5.915865765314754E-4,-91.873879039340594]
[null,55.765999999999998,5.8915079008790849E-4,-42.316969020475398]
[null,55.797000000000004,5.8378190785911006E-4,67.971003231641021]
[null,55.844000000000001,5.7570804833775033E-4,236.07817136241346]
[null,55.850999999999999,5.7451237864356833E-4,261.15726229030889]
[null,55.905000000000001,5.6534958998614147E-4,454.47270111275441]
[null,55.923000000000002,5.6231951086120504E-4,518.71352518454705]
[null,55.954000000000001,5.5712960983666658E-4,628.92167889454515]
[null,55.974000000000004,5.5380068051692581E-4,699.6536241668897]
[null,56.002000000000002,5.4916609867065706E-4,798.07418780204318]
[null,56.033000000000001,5.4407060431968936E-4,906.03448965458688]
[null,56.051000000000002,5.4112926035686086E-4,967.96833769926343]
[null,56.100999999999999,5.3302668491850399E-4,1135.0190805528719]
[null,56.112000000000002,5.3125762501853155E-4,1170.4843469009002]
[null,56.158999999999999,5.2375476596080105E-4,1315.3072490840905]
[null,56.19,5.188560765134162E-4,1403.9314685352945]
[null,56.2,5.1728442933454319E-4,1431.2077777688598]
[null,56.238,5.1135069519207528E-4,1479.226817757542]
[null,56.268999999999998,5.0655555997992344E-4,1439.2702258154502]
[null,56.286999999999999,5.0379033644239873E-4,1416.5667997645023]
[null,56.317999999999998,4.9906095200383921E-4,1378.302768246529]
[null,56.353000000000002,4.9377193626101994E-4,1336.3422233300721]
[null,56.366,4.9182121249285451E-4,1321.0843335167503]
[null,56.396999999999998,4.8719989063244828E-4,1285.3994561188147]
[null,56.444000000000003,4.8027560221723621E-4,1233.1265615952493]
[null,56.480000000000004,4.7503946853438774E-4,1194.5300735673945]
[null,56.505000000000003,4.7143809331360437E-4,1168.4400058846222]
[null,56.523000000000003,4.6886282354337766E-4,1150.0087267594399]
[null,56.554000000000002,4.6446261551195137E-4,1118.9449109379909]
[null,56.575000000000003,4.6150708342910699E-4,1098.3798138209156]
[null,56.602000000000004,4.5773716251158616E-4,1072.4933780616764]
[null,56.633000000000003,4.5345057289181281E-4,1043.5233920166918]
[null,56.68,4.470371223318859E-4,1001.0867876256598]
[null,56.701999999999998,4.4407065902030498E-4,981.82014823935549]
[null,56.712000000000003,4.427297048706002E-4,973.18559568154478]
[null,56.759,4.3649020270071102E-4,933.60939409474918]
[null,56.79,4.3243149286075643E-4,908.39091566714887]
[null,56.801000000000002,4.3100211273339162E-4,899.60712761585285]
[null,56.838000000000001,4.2623578297975673E-4,870.68025621360357]
[null,56.869,4.2229157515685263E-4,847.16160762507832]
[null,56.887,4.2002197283714008E-4,833.79825822276541]
[null,56.923999999999999,4.1540385065824231E-4,806.98747132409994]
[null,56.948,4.1244220797168225E-4,790.05940840658877]
[null,56.995000000000005,4.0671908593834774E-4,757.9303360576024]
[null,57.026000000000003,4.0299951746026232E-4,737.45726675218305]
[null,57.051000000000002,4.000315833445173E-4,721.35025494187607]
[null,57.073999999999998,3.9732598652144079E-4,706.84269391972759]
[null,57.105000000000004,3.937167999888755E-4,687.74959423470852]
[null,57.123000000000005,3.9164072051303922E-4,636.74842817732269]
[null,57.146000000000001,3.890087559565281E-4,526.41239430856319]
[null,57.184000000000005,3.847109296020329E-4,353.16691787148346]
[null,57.201999999999998,3.8269700481555229E-4,274.92801711384988]
[null,57.233000000000004,3.7926106834597199E-4,145.7318861188385]
[null,57.273000000000003,3.7488777320413995E-4,-10.995039753282072]
[null,57.31,3.7090190998861607E-4,-146.42295599116522]
[null,57.341000000000001,3.6760572421183353E-4,-253.1577155646159]
[null,57.359000000000002,3.6570957701639992E-4,-312.42206363173221]
[null,57.396000000000001,3.6185272657781854E-4,-428.22479166591211]
[null,57.407000000000004,3.6071646453596663E-4,-461.13670784375881]
[null,57.438000000000002,3.5753965483576231E-4,-550.28116725528139]
[null,57.469000000000001,3.5439974679309241E-4,-634.27325958851145]
[null,57.495000000000005,3.5179424461132891E-4,-700.90125729122565]
[null,57.517000000000003,3.4960916348460028E-4,-754.65547338470287]
[null,57.548000000000002,3.4656018829173972E-4,-826.46373460739005]
[null,57.594999999999999,3.4200308493171846E-4,-926.94627705880237]
[null,57.618000000000002,3.3980116486878137E-4,-972.60363616383154]
[null,57.643000000000001,3.3742828952260887E-4,-1019.7253036023086]
[null,57.673999999999999,3.3451514445920211E-4,-1074.6629088535492]
[null,57.704999999999998,3.3163349913444261E-4,-1125.8885572862698]
[null,57.745000000000005,3.2796080201190781E-4,-1186.7606013624838]
[null,57.753,3.2723225706786558E-4,-1198.2547133164687]
[null,57.800000000000004,3.2299187077550439E-4,-1261.4075474276765]
[null,57.831000000000003,3.2023120746658073E-4,-1299.1357366684181]
[null,57.84,3.1943492257198377E-4,-1309.5289663655456]
[null,57.878999999999998,3.1601143063122523E-4,-1351.7643783315705]
[null,57.910000000000004,3.1332057118068718E-4,-1382.212178683757]
[null,57.941000000000003,3.1065574682244445E-4,-1410.0287815098691]
[null,57.959000000000003,3.091201884577092E-4,-1425.0204420540767]
[null,57.997,3.0590600983843974E-4,-1453.9911825952861]
[null,58.006999999999998,3.050662810440666E-4,-1461.0308819067566]
[null,58.038000000000004,3.0247881494443074E-4,-1477.8750819456566]
[null,58.069000000000003,2.9991467068383809E-4,-1481.530016531648]
[null,58.096000000000004,2.9769988965141093E-4,-1474.4940863180675]
[null,58.146000000000001,2.936424784054975E-4,-1438.5998190957071]
[null,58.177,2.9115462361657121E-4,-1402.8188600245992]
[null,58.195,2.89719598114187E-4,-1377.7135010902396]
[null,58.219000000000001,2.8781674459772656E-4,-1339.6282940257202]
[null,58.243000000000002,2.8592579642493622E-4,-1296.6055583345619]
[null,58.274000000000001,2.8350035217210816E-4,-1234.2906016697266]
[null,58.305,2.8109381260255052E-4,-1165.0311172104552]
[null,58.346000000000004,2.779390499605524E-4,-1063.9043226809574]
[null,58.353000000000002,2.7740350319548117E-4,-1045.6491025769824]
[null,58.4,2.7383093120677702E-4,-916.41160123198961]
[null,58.431000000000004,2.7149594828295511E-4,-825.46720429701259]
[null,58.441000000000003,2.7074617812665593E-4,-795.27211299038856]
[null,58.478999999999999,2.67912703622703E-4,-677.12105455389758]
[null,58.51,2.6561888617838546E-4,-577.1892515159733]
[null,58.541000000000004,2.6334061052825998E-4,-474.55933689476768]
[null,58.567999999999998,2.6136861837430472E-4,-383.30494504796121]
[null,58.588999999999999,2.5984266418458188E-4,-311.30629873631455]
[null,58.636000000000003,2.5645171531057899E-4,-147.56075111436272]
[null,58.637999999999998,2.563081653468958E-4,-140.52663699769008]
[null,58.691000000000003,2.5252525122884055E-4,47.292311567840052]
[null,58.715000000000003,2.5082558794274151E-4,132.98537997294852]
[null,58.746000000000002,2.4864236347152597E-4,243.96427648817178]
[null,58.764000000000003,2.4738095336152753E-4,308.45675186299525]
[null,58.79,2.4556673936715161E-4,401.55826786988973]
[null,58.825000000000003,2.431393643087518E-4,526.5591325783131]
[null,58.843000000000004,2.4189751858522097E-4,590.60313611085962]
[null,58.874000000000002,2.3976905122180151E-4,700.3644607338673]
[null,58.913000000000004,2.3710975162373094E-4,837.22355871508432]
[null,58.951000000000001,2.3453816321998834E-4,968.6577664244702]
[null,58.981999999999999,2.3245457038782735E-4,1073.2427540719953]
[null,59,2.3125054816387731E-4,1132.424841205552]
[null,59.012,2.3045030427568409E-4,1171.1297900309141]
[null,59.061,2.2720232000582902E-4,1321.795932238859]
[null,59.079000000000001,2.2601715929161667E-4,1373.7431173245234]
[null,59.11,2.2398615521044806E-4,1458.3384417113543]
[null,59.134999999999998,2.2235749050861274E-4,1482.8885794616622]
[null,59.158000000000001,2.2086655992774792E-4,1453.0652080714046]
[null,59.189,2.188682069439686E-4,1413.8152885275067]
[null,59.236000000000004,2.1586312016402896E-4,1356.3201518202327]
[null,59.262,2.1421355782669664E-4,1325.52498378932]
[null,59.297000000000004,2.1200754983037484E-4,1285.1711864223348]
[null,59.314999999999998,2.1087958610937089E-4,1264.8985590377065]
[null,59.346000000000004,2.0894749084938833E-4,1230.7313610361014]
[null,59.361000000000004,2.0801743208583853E-4,1214.5317300608674]
[null,59.393999999999998,2.0598235042906097E-4,1179.6391600526269]
[null,59.425000000000004,2.0408467638131195E-4,1147.7749726330219]
[null,59.442999999999998,2.0298903385769786E-4,1129.6696691626216]
[null,59.474000000000004,2.01113048121266E-4,1099.1552480757234]
[null,59.501000000000005,1.9949042084110426E-4,1073.2505370088265]
[null,59.502000000000002,1.9943050265690889E-4,1072.3029176279792]
[null,59.503,1.9937064381212073E-4,1071.3561349413239]
[null,59.503999999999998,1.9931077315753207E-4,1070.410188210107]
[null,59.505000000000003,1.9925089098354792E-4,1069.4650766962279]
[null,59.506,1.9919106911698735E-4,1068.520799662236]
[null,59.506999999999998,1.9913123524702308E-4,1067.5773563713335]
[null,59.508000000000003,1.9907146081326758E-4,1066.6347460873724]
[null,59.509,1.9901167515052153E-4,1065.6929680748549]
[null,59.51,1.989518778715783E-4,1064.7520215989325]
[null,59.511000000000003,1.9889214012564551E-4,1063.811905925405]
[null,59.512,1.9883239095711886E-4,1062.8726203207216]
[null,59.512999999999998,1.987726311404115E-4,1061.9341640519785]
[null,59.514000000000003,1.9871293008230144E-4,1060.9965363869189]
[null,59.515000000000001,1.9865321837601063E-4,1060.0597365939327]
[null,59.515999999999998,1.9859356639633359E-4,1059.1237639420558]
[null,59.517000000000003,1.9853383174805338E-4,1058.1886177009696]
[null,59.518000000000001,1.9847422836280113E-4,1057.2542971410005]
[null,59.518999999999998,1.9841454279295392E-4,1056.3208015331181]
[null,59.52,1.9835491665931557E-4,1055.3881301489373]
[null,59.521000000000001,1.9829527987749647E-4,1054.4562822607149]
[null,59.521999999999998,1.9823570291909275E-4,1053.5252571413505]
[null,59.523000000000003,1.9817611482850008E-4,1052.5950540643862]
[null,59.524000000000001,1.9811658636771951E-4,1051.6656723040046]
[null,59.524999999999999,1.9805697591594731E-4,1050.7371111350303]
[null,59.526000000000003,1.9799742606200365E-4,1049.8093698329278]
[null,59.527000000000001,1.9793793516026059E-4,1048.8824476738002]
[null,59.527999999999999,1.9787843419114665E-4,1047.9563439343917]
[null,59.529000000000003,1.9781892199304213E-4,1047.0310578920833]
[null,59.53,1.9775946990875789E-4,1046.1065888248954]
[null,59.530999999999999,1.9770000698268969E-4,1045.1829360114846]
[null,59.532000000000004,1.9764053302123415E-4,1044.2600987311459]
[null,59.533000000000001,1.9758104870200278E-4,1043.3380762638092]
[null,59.533999999999999,1.9752162391578189E-4,1042.4168678900412]
[null,59.535000000000004,1.9746225982419119E-4,1041.4964728910434]
[null,59.536000000000001,1.9740288489081644E-4,1040.5768905486516]
[null,59.536999999999999,1.9734349892205441E-4,1039.6581201453366]
[null,59.538000000000004,1.972841025955166E-4,1038.740160964202]
[null,59.539000000000001,1.9722476638279904E-4,1037.8230122889843]
[null,59.54,1.9716541942509918E-4,1036.906673404053]
[null,59.541000000000004,1.9710613267802122E-4,1035.9911435944096]
[null,59.542000000000002,1.9704676500476972E-4,1035.0764221456857]
[null,59.542999999999999,1.9698752820733958E-4,1034.162508344145]
[null,59.544000000000004,1.9692821009652931E-4,1033.2494014766805]
[null,59.545000000000002,1.9686895219634098E-4,1032.3371008308159]
[null,59.545999999999999,1.9680975518438615E-4,1031.4256056947017]
[null,59.547000000000004,1.9675047598783634E-4,1030.5149153571201]
[null,59.548000000000002,1.966912580667266E-4,1029.6050291074785]
[null,59.548999999999999,1.9663210035623881E-4,1028.6959462358136]
[null,59.550000000000004,1.9657286152597415E-4,1027.7876660327875]
[null,59.551000000000002,1.9651368280952983E-4,1026.8801877896897]
[null,59.552,1.9645456449731075E-4,1025.973510798435]
[null,59.553000000000004,1.9639543669853064E-4,1025.0676343515634]
[null,59.554000000000002,1.9633629815476818E-4,1024.1625577422394]
[null,59.555,1.9627714896282498E-4,1023.2582802642523]
[null,59.556000000000004,1.9621806104632179E-4,1022.3548012120141]
[null,59.557000000000002,1.9615896267524119E-4,1021.45211988056]
[null,59.558,1.9609992548279894E-4,1020.5502355655483]
[null,59.559000000000005,1.9604087735177107E-4,1019.6491475632578]
[null,59.56,1.9598181992778546E-4,1018.7488551705904]
[null,59.561,1.9592282242401687E-4,1017.8493576850675]
[null,59.562000000000005,1.9586381524008397E-4,1016.950654404831]
[null,59.563000000000002,1.9580479808558183E-4,1016.0527446286428]
[null,59.564,1.9574584172251153E-4,1015.1556276558838]
[null,59.564999999999998,1.9568687509846706E-4,1014.2593027865537]
[null,59.566000000000003,1.9562789869745665E-4,1013.36376932127]
[null,59.567,1.9556898328148132E-4,1012.4690265612677]
[null,59.567999999999998,1.9551005789493679E-4,1011.5750738083987]
[null,59.569000000000003,1.9545112253782304E-4,1010.6819103651317]
[null,59.57,1.9539224787533941E-4,1009.7895355345511]
[null,59.570999999999998,1.9533336430710467E-4,1008.8979486203563]
[null,59.572000000000003,1.9527454056228528E-4,1008.0071489268626]
[null,59.573,1.9521570771811148E-4,1007.1171357589976]
[null,59.573999999999998,1.9515686470976518E-4,1006.2279084223046]
[null,59.575000000000003,1.9509801260206438E-4,1005.3394662229389]
[null,59.576000000000001,1.9503922109219212E-4,1004.4518084676689]
[null,59.576999999999998,1.9498041980535392E-4,1003.564934463875]
[null,59.578000000000003,1.949216797939558E-4,1002.6788435195485]
[null,59.579000000000001,1.9486293029599661E-4,1001.7935349432933]
[null,59.58,1.9480417063386492E-4,1000.9090080443217]
[null,59.581000000000003,1.9474547292478478E-4,1000.0252621324577]
[null,59.582000000000001,1.9468676514833376E-4,999.14229651813355]
[null,59.582999999999998,1.9462804759491677E-4,998.26011051239095]
[null,59.584000000000003,1.9456939199455133E-4,997.37870342687972]
[null,59.585000000000001,1.945107265204183E-4,996.49807457385725]
[null,59.585999999999999,1.9445205146292262E-4,995.61822326618892]
[null,59.587000000000003,1.9439343797127186E-4,994.73914881734549]
[null,59.588000000000001,1.9433481508986176E-4,993.86085054140494]
[null,59.588999999999999,1.9427618233468409E-4,992.98332775305107]
[null,59.59,1.942176110485497E-4,992.10657976757182]
[null,59.591000000000001,1.9415903095346585E-4,991.23060590086016]
[null,59.591999999999999,1.9410044137182093E-4,990.35540546941343]
[null,59.593000000000004,1.9404191345282263E-4,989.48097779033185]
[null,59.594000000000001,1.9398337575685838E-4,988.60732218131898]
[null,59.594999999999999,1.9392482905834134E-4,987.73443796068045]
[null,59.596000000000004,1.9386634392566928E-4,986.86232444732457]
[null,59.597000000000001,1.9380784940323779E-4,985.99098096076011]
[null,59.597999999999999,1.9374941683385788E-4,985.12040682109739]
[null,59.599000000000004,1.936909746811153E-4,984.25060134904663]
[null,59.6,1.9363252381622483E-4,983.38156386591743]
[null,59.600999999999999,1.9357406365837665E-4,982.51329369361974]
[null,59.602000000000004,1.9351566467916686E-4,981.64579015466143]
[null,59.603000000000002,1.9345725727821413E-4,980.7790525721482]
[null,59.603999999999999,1.9339891124950308E-4,979.9130802697847]
[null,59.605000000000004,1.9334055641184248E-4,979.04787257187161]
[null,59.606000000000002,1.9328219305563731E-4,978.18342880330658]
[null,59.606999999999999,1.9322382001926786E-4,977.31974828958312]
[null,59.608000000000004,1.9316550893594994E-4,976.45683035679053]
[null,59.609000000000002,1.9310718904368249E-4,975.59467433161353]
[null,59.61,1.9304893091086329E-4,974.73327954133015]
[null,59.611000000000004,1.9299066387229292E-4,973.87264531381379]
[null,59.612000000000002,1.9293238899278949E-4,973.01277097753018]
[null,59.613,1.9287417461431291E-4,972.15365586153848]
[null,59.614000000000004,1.928159520076967E-4,971.29529929549074]
[null,59.615000000000002,1.9275772117294086E-4,970.4377006096297]
[null,59.616,1.9269948046441742E-4,969.58085913479044]
[null,59.617000000000004,1.9264130258016027E-4,968.72477420239875]
[null,59.618000000000002,1.9258318674575631E-4,967.86944514446986]
[null,59.619,1.9252499134040179E-4,967.01487129361033]
[null,59.620000000000005,1.9246685798490044E-4,966.16105198301466]
[null,59.621000000000002,1.9240871591725124E-4,965.3079865464664]
[null,59.622,1.9235063599625681E-4,964.45567431833797]
[null,59.623000000000005,1.9229254765351951E-4,963.60411463358855]
[null,59.624000000000002,1.9223445050183262E-4,962.75330682776541]
[null,59.625,1.9217641578720551E-4,961.90325023700188]
[null,59.626000000000005,1.9211837274763711E-4,961.05394419801769]
[null,59.627000000000002,1.9206032109272248E-4,960.20538804811815]
[null,59.628,1.9200226062885832E-4,959.35758112519375]
[null,59.628999999999998,1.9194426337646706E-4,958.51052276771941]
[null,59.63,1.918863274963175E-4,957.66421231475454]
[null,59.631,1.9182831262602721E-4,956.81864910594163]
[null,59.631999999999998,1.9177036038639996E-4,955.97383248150652]
[null,59.633000000000003,1.9171239953142647E-4,955.12976178225745]
[null,59.634,1.9165450140391766E-4,954.28643634958496]
[null,59.634999999999998,1.9159659524187249E-4,953.44385552546066]
[null,59.636000000000003,1.9153868027087779E-4,952.60201865243778]
[null,59.637,1.9148082783374451E-4,951.76092507364933]
[null,59.637999999999998,1.9142296736207484E-4,950.92057413280872]
[null,59.639000000000003,1.9136509837186058E-4,950.0809651742087]
[null,59.64,1.9130729249631758E-4,949.24209754272135]
[null,59.640999999999998,1.9124947810222995E-4,948.40397058379642]
[null,59.642000000000003,1.9119165577040763E-4,947.56658364346231]
[null,59.643000000000001,1.9113382501684237E-4,946.72993606832426]
[null,59.643999999999998,1.9107605718434508E-4,945.89402720556529]
[null,59.645000000000003,1.9101835207931247E-4,945.05885640294366]
[null,59.646000000000001,1.9096056827454407E-4,944.22442300879413]
[null,59.646999999999998,1.9090284661643048E-4,943.3907263720273]
[null,59.648000000000003,1.9084511711738383E-4,942.55776584212776]
[null,59.649000000000001,1.9078745112021498E-4,941.72554076915492]
[null,59.65,1.907297767013032E-4,940.89405050374216]
[null,59.651000000000003,1.9067209424785504E-4,940.06329439709612]
[null,59.652000000000001,1.9061440385667215E-4,939.23327180099579]
[null,59.652999999999999,1.9055677658016054E-4,938.40398206779344]
[null,59.654000000000003,1.9049914117231088E-4,937.57542455041255]
[null,59.655000000000001,1.9044156907273578E-4,936.74759860234803]
[null,59.655999999999999,1.9038398884182263E-4,935.9205035776655]
[null,59.657000000000004,1.9032640106038135E-4,935.09413883100126]
[null,59.658000000000001,1.9026887620000806E-4,934.26850371756098]
[null,59.658999999999999,1.902112727367006E-4,933.44359759311999]
[null,59.660000000000004,1.9015373229126276E-4,932.61941981402254]
[null,59.661000000000001,1.9009625505729782E-4,931.79596973718083]
[null,59.661999999999999,1.9003876978879649E-4,930.97324672007494]
[null,59.663000000000004,1.8998127726017194E-4,930.15125012075225]
[null,59.664000000000001,1.899237770842176E-4,929.32997929782732]
[null,59.664999999999999,1.8986634002293452E-4,928.50943361048064]
[null,59.666000000000004,1.8980889541112325E-4,927.68961241845864]
[null,59.667000000000002,1.8975151410758655E-4,926.87051508207276]
[null,59.667999999999999,1.8969405400751237E-4,926.05214096220004]
[null,59.669000000000004,1.8963665740931608E-4,925.23448942028062]
[null,59.67,1.8957932421619593E-4,924.41755981831955]
[null,59.670999999999999,1.8952198385975422E-4,923.60135151888471]
[null,59.672000000000004,1.8946463566237942E-4,922.78586388510689]
[null,59.673000000000002,1.8940728001127811E-4,921.97109628067903]
[null,59.673999999999999,1.8934998776525298E-4,921.15704806985627]
[null,59.675000000000004,1.8929268806550131E-4,920.34371861745478]
[null,59.676000000000002,1.8923538110562644E-4,919.53110728885133]
[null,59.677,1.8917813764762938E-4,918.71921344998361]
[null,59.678000000000004,1.8912088731671569E-4,917.90803646734867]
[null,59.679000000000002,1.8906362924167052E-4,917.09757570800309]
[null,59.68,1.8900636351929556E-4,916.28783053956283]
[null,59.681000000000004,1.8894916187960832E-4,915.47880033020101]
[null,59.682000000000002,1.8889202345139392E-4,914.67048444864963]
[null,59.683,1.8883480729146019E-4,913.86288226419765]
[null,59.684000000000005,1.8877765482700761E-4,913.05599314669075]
[null,59.685000000000002,1.8872049481202682E-4,912.2498164665318]
[null,59.686,1.8866339917013864E-4,911.44435159467878]
[null,59.687000000000005,1.8860629559051579E-4,910.63959790264505]
[null,59.688000000000002,1.8854918600919103E-4,909.83555476249921]
[null,59.689,1.8849206829652822E-4,909.03222154686466]
[null,59.69,1.8843501486015643E-4,908.22959762891776]
[null,59.691000000000003,1.883779539700581E-4,907.42768238238909]
[null,59.692,1.883209574530524E-4,906.62647518156211]
[null,59.692999999999998,1.8826388272031913E-4,905.82597540127222]
[null,59.694000000000003,1.882068719734719E-4,905.02618241690789]
[null,59.695,1.881499250189074E-4,904.2270956044074]
[null,59.695999999999998,1.8809290062302852E-4,903.42871434026188]
[null,59.697000000000003,1.8803593943862251E-4,902.63103800151168]
[null,59.698,1.8797904330492061E-4,901.83406596574764]
[null,59.698999999999998,1.8792206905229281E-4,901.03779761111059]
[null,59.7,1.8786515907595594E-4,900.24223231628946]
[null,59.701000000000001,1.8780831269829857E-4,899.44736946052262]
[null,59.701999999999998,1.877513884921202E-4,898.65320842359586]
[null,59.703000000000003,1.8769452885263773E-4,897.85974858584325]
[null,59.704000000000001,1.8763766224343695E-4,897.06698932814572]
[null,59.704999999999998,1.875808601041304E-4,896.27493003193069]
[null,59.706000000000003,1.87524050607899E-4,895.4835700791715]
[null,59.707000000000001,1.8746723530356905E-4,894.6929088523882]
[null,59.707999999999998,1.8741041264231422E-4,893.90294573464473]
[null,59.709000000000003,1.8735365445095363E-4,893.11368010955084]
[null,59.71,1.8729689016108952E-4,892.3251113612597]
[null,59.710999999999999,1.8724018946990486E-4,891.53723887446881]
[null,59.712000000000003,1.8718341162781078E-4,890.75006203441876]
[null,59.713000000000001,1.8712669786840431E-4,889.96358022689299]
[null,59.713999999999999,1.8707004828848718E-4,889.17779283821687]
[null,59.715000000000003,1.8701332184806551E-4,888.39269925525821]
[null,59.716000000000001,1.8695666007114138E-4,887.6082988654257]
[null,59.716999999999999,1.8690006228010326E-4,886.82459105666942]
[null,59.718000000000004,1.8684338714455238E-4,886.04157521747902]
[null,59.719000000000001,1.8678677676930069E-4,885.25925073688518]
[null,59.72,1.8673016000514053E-4,884.47761700445687]
[null,59.721000000000004,1.8667360722686644E-4,883.69667341030333]
[null,59.722000000000001,1.8661704844689047E-4,882.91641934507084]
[null,59.722999999999999,1.8656048337480771E-4,882.13685419994488]
[null,59.724000000000004,1.8650391220422142E-4,881.35797736664813]
[null,59.725000000000001,1.8644740511632282E-4,880.57978823743974]
[null,59.725999999999999,1.8639089183311908E-4,879.80228620511662]
[null,59.727000000000004,1.8633437293542004E-4,879.02547066301099]
[null,59.728000000000002,1.8627791821721029E-4,878.2493410049907]
[null,59.728999999999999,1.8622145778770366E-4,877.47389662545913]
[null,59.730000000000004,1.8616499077568526E-4,876.69913691935415]
[null,59.731000000000002,1.861085884271644E-4,875.92506128214791]
[null,59.731999999999999,1.8605218056094993E-4,875.15166910984658]
[null,59.733000000000004,1.8599576582181877E-4,874.37895979898917]
[null,59.734000000000002,1.8593934556499395E-4,873.60693274664777]
[null,59.734999999999999,1.8588298987486505E-4,872.83558735042698]
[null,59.736000000000004,1.8582662857024085E-4,872.06492300846276]
[null,59.737000000000002,1.8577033183231253E-4,871.29493911942302]
[null,59.738,1.8571402899588072E-4,870.5256350825066]
[null,59.739000000000004,1.8565772044815194E-4,869.75701029744209]
[null,59.74,1.8560140589872132E-4,868.98906416448904]
[null,59.741,1.8554515630319317E-4,868.22179608443605]
[null,59.742000000000004,1.8548890051235984E-4,867.45520545860052]
[null,59.743000000000002,1.8543263939743617E-4,866.68929168882926]
[null,59.744,1.8537637170000076E-4,865.92405417749649]
[null,59.745000000000005,1.8532016992448425E-4,865.15949232750415]
[null,59.746000000000002,1.8526396195366258E-4,864.39560554228206]
[null,59.747,1.8520781942075161E-4,863.63239322578602]
[null,59.748000000000005,1.8515167049893219E-4,862.86985478249846]
[null,59.749000000000002,1.8509551644662567E-4,862.10798961742728]
[null,59.75,1.850393561022124E-4,861.34679713610626]
[null,59.751000000000005,1.8498326109890812E-4,860.58627674459387]
[null,59.752000000000002,1.8492716096511679E-4,859.82642784947245]
[null,59.753,1.8487105444241702E-4,859.06724985784911]
[null,59.753999999999998,1.8481501403523943E-4,858.30874217735425]
[null,59.755000000000003,1.8475889647715234E-4,857.55090421614079]
[null,59.756,1.8470291540938192E-4,856.79373538288462]
[null,59.756999999999998,1.8464685767471026E-4,856.03723508678411]
[null,59.758000000000003,1.8459086537794922E-4,855.28140273755821]
[null,59.759,1.8453486766029618E-4,854.52623774544816]
[null,59.76,1.8447886471535446E-4,853.77173952121518]
[null,59.761000000000003,1.8442292662751355E-4,853.0179074761412]
[null,59.762,1.8436698360278881E-4,852.26474102202769]
[null,59.762999999999998,1.8431103506037045E-4,851.51223957119589]
[null,59.764000000000003,1.8425515205266441E-4,850.76040253648512]
[null,59.765000000000001,1.8419926343046309E-4,850.00922933125378]
[null,59.765999999999998,1.8414336948417137E-4,849.25871936937813]
[null,59.767000000000003,1.8408747002018604E-4,848.50887206525192]
[null,59.768000000000001,1.8403163638131792E-4,847.75968683378585]
[null,59.768999999999998,1.839757977087644E-4,847.01116309040742]
[null,59.77,1.8392002437731989E-4,846.26330025106006]
[null,59.771000000000001,1.8386417466937906E-4,845.51609773220309]
[null,59.771999999999998,1.8380839078655544E-4,844.76955495081052]
[null,59.773000000000003,1.8375260196684806E-4,844.02367132437212]
[null,59.774000000000001,1.8369687848824974E-4,843.2784462708911]
[null,59.774999999999999,1.836411503631725E-4,842.53387920888497]
[null,59.776000000000003,1.835854165267984E-4,841.78996955738444]
[null,59.777000000000001,1.8352967785034208E-4,841.0467167359335]
[null,59.777999999999999,1.8347400538620961E-4,840.30412016458854]
[null,59.779000000000003,1.8341832750118513E-4,839.56217926391764]
[null,59.78,1.833627154412779E-4,838.82089345500083]
[null,59.780999999999999,1.8330702710167598E-4,838.08026215942937]
[null,59.782000000000004,1.8325140497439787E-4,837.34028479930487]
[null,59.783000000000001,1.8319577781343436E-4,836.60096079723962]
[null,59.783999999999999,1.831402163807864E-4,835.86228957635547]
[null,59.785000000000004,1.8308465097927114E-4,835.12427056028332]
[null,59.786000000000001,1.8302907947925233E-4,834.38690317316366]
[null,59.786999999999999,1.829735034295563E-4,833.6501868396449]
[null,59.788000000000004,1.8291799359218411E-4,832.91412098488388]
[null,59.789000000000001,1.8286247920513469E-4,832.17870503454435]
[null,59.79,1.8280695949399493E-4,831.44393841479769]
[null,59.791000000000004,1.8275143494277297E-4,830.70982055232184]
[null,59.792000000000002,1.8269597679747816E-4,829.97635087430081]
[null,59.792999999999999,1.8264051361849788E-4,829.2435288084248]
[null,59.794000000000004,1.8258511674864312E-4,828.5113537828887]
[null,59.795000000000002,1.8252964476071334E-4,827.7798252263924]
[null,59.795999999999999,1.8247423801709094E-4,827.04894256814077]
[null,59.797000000000004,1.824188979698006E-4,826.31870523784221]
[null,59.798000000000002,1.8236348270763363E-4,825.58911266570863]
[null,59.798999999999999,1.8230813298017898E-4,824.86016428245523]
[null,59.800000000000004,1.822527790902537E-4,824.13185951929938]
[null,59.801000000000002,1.8219749141265226E-4,823.4041978079614]
[null,59.802,1.8214219908857193E-4,822.67717858066283]
[null,59.803000000000004,1.820869025052193E-4,821.9508012701267]
[null,59.804000000000002,1.8203160127538783E-4,821.22506530957696]
[null,59.805,1.8197629568948237E-4,820.49997013273787]
[null,59.806000000000004,1.8192105641270243E-4,819.77551517383392]
[null,59.807000000000002,1.8186581229584034E-4,819.0516998675887]
[null,59.808,1.8181063497211191E-4,818.32852364922519]
[null,59.809000000000005,1.8175545309870628E-4,817.60598595446538]
[null,59.81,1.8170026725643326E-4,816.88408621952863]
[null,59.811,1.8164507638047483E-4,816.16282388113302]
[null,59.812000000000005,1.8158995249125336E-4,815.44219837649325]
[null,59.813000000000002,1.8153482443956123E-4,814.72220914332115]
[null,59.814,1.8147969183819189E-4,814.00285561982548]
[null,59.814999999999998,1.8142455526795519E-4,813.28413724471034]
[null,59.816000000000003,1.8136948442603408E-4,812.56605345717571]
[null,59.817,1.813144100024522E-4,811.84860369691683]
[null,59.817999999999998,1.8125933112599473E-4,811.13178740412343]
[null,59.819000000000003,1.8120431972028244E-4,810.41560401947993]
[null,59.82,1.8114930328088472E-4,809.70005298416402]
[null,59.820999999999998,1.8109428306622294E-4,808.98513373984736]
[null,59.822000000000003,1.8103925849548719E-4,808.27084572869398]
[null,59.823,1.809843006210835E-4,807.557188393361]
[null,59.823999999999998,1.8092933916501904E-4,806.84416117699743]
[null,59.825000000000003,1.8087437306247566E-4,806.13176352324376]
[null,59.826000000000001,1.8081947472108244E-4,805.41999487623207]
[null,59.826999999999998,1.8076457163640871E-4,804.70885468058498]
[null,59.828000000000003,1.8070966438926429E-4,803.9983423814158]
[null,59.829000000000001,1.8065482422565854E-4,803.28845742432713]
[null,59.83,1.8059990942798597E-4,802.57919925541182]
[null,59.831000000000003,1.8054506113304218E-4,801.8705673212512]
[null,59.832000000000001,1.804902803088436E-4,801.16256106891569]
[null,59.832999999999998,1.804354248505782E-4,800.45517994596366]
[null,59.834000000000003,1.803806358950416E-4,799.74842340044131]
[null,59.835000000000001,1.8032584335784418E-4,799.04229088088198]
[null,59.835999999999999,1.8027104733578763E-4,798.33678183630616]
[null,59.837000000000003,1.8021631781645981E-4,797.63189571622115]
[null,59.838000000000001,1.8016158423146301E-4,796.92763197061959]
[null,59.838999999999999,1.801068477424169E-4,796.22399004998022]
[null,59.84,1.8005217756249627E-4,795.52096940526667]
[null,59.841000000000001,1.7999750447852635E-4,794.8185694879279]
[null,59.841999999999999,1.7994282723208575E-4,794.11678974989638]
[null,59.843000000000004,1.798881464039844E-4,793.41562964358934]
[null,59.844000000000001,1.7983353294982659E-4,792.71508862190672]
[null,59.844999999999999,1.7977891562360302E-4,792.01516613823219]
[null,59.846000000000004,1.7972429481252032E-4,791.3158616464317]
[null,59.847000000000001,1.7966967012937192E-4,790.6171746008531]
[null,59.847999999999999,1.7961511349777855E-4,789.91910445632709]
[null,59.849000000000004,1.7956055260691289E-4,789.22165066816444]
[null,59.85,1.7950598832798973E-4,788.52481269215752]
[null,59.850999999999999,1.7945149190701831E-4,787.82858998457925]
[null,59.852000000000004,1.7939699151717952E-4,787.1329820021823]
[null,59.853000000000002,1.7934248744887833E-4,786.43798820219945]
[null,59.853999999999999,1.7928798018612289E-4,785.74360804234232]
[null,59.855000000000004,1.7923354068451755E-4,785.04984098080126]
[null,59.856000000000002,1.7917909789165641E-4,784.3566864762455]
[null,59.856999999999999,1.7912465064591964E-4,783.66414398782194]
[null,59.858000000000004,1.7907027241975435E-4,782.97221297515478]
[null,59.859000000000002,1.7901581859150587E-4,782.28089289834577]
[null,59.86,1.7896143329882065E-4,781.59018321797305]
[null,59.861000000000004,1.7890711538007896E-4,780.90008339509154]
[null,59.862000000000002,1.7885272311767545E-4,780.21059289123139]
[null,59.863,1.7879839871322368E-4,779.52171116839827]
[null,59.864000000000004,1.7874407082391278E-4,778.83343768907321]
[null,59.865000000000002,1.7868981059895034E-4,778.14577191621163]
[null,59.866,1.7863554727633532E-4,777.45871331324338]
[null,59.867000000000004,1.7858120999726502E-4,776.77226134407169]
[null,59.868000000000002,1.7852701133814756E-4,776.08641547307343]
[null,59.869,1.7847273872257481E-4,775.40117516509792]
[null,59.870000000000005,1.784185336745489E-4,774.71653988546791]
[null,59.871000000000002,1.7836432591607695E-4,774.03250909997712]
[null,59.872,1.7831011476954754E-4,773.34908227489177]
[null,59.873000000000005,1.7825597148096985E-4,772.66625887694909]
[null,59.874000000000002,1.7820182519154125E-4,771.98403837335707]
[null,59.875,1.7814767570765845E-4,771.30242023179403]
[null,59.876000000000005,1.7809352361013126E-4,770.62140392040874]
[null,59.877000000000002,1.7803943966096072E-4,769.94098890781913]
[null,59.878,1.7798535213012947E-4,769.26117466311212]
[null,59.878999999999998,1.7793126227605874E-4,768.58196065584434]
[null,59.88,1.7787724018313814E-4,767.90334635603972]
[null,59.881,1.7782314423056387E-4,767.22533123419078]
[null,59.881999999999998,1.777691163295447E-4,766.54791476125729]
[null,59.883000000000003,1.7771515667368382E-4,765.87109640866606]
[null,59.884,1.7766112296456607E-4,765.19487564831081]
[null,59.884999999999998,1.7760715779101155E-4,764.51925195255183]
[null,59.886000000000003,1.7755318981020938E-4,763.84422479421437]
[null,59.887,1.7749928978416063E-4,763.16979364659005]
[null,59.887999999999998,1.7744531609206152E-4,762.49595798343501]
[null,59.889000000000003,1.7739141064512077E-4,761.82271727897034]
[null,59.89,1.7733750287494054E-4,761.15007100788125]
[null,59.890999999999998,1.772836626723072E-4,760.47801864531664]
[null,59.892000000000003,1.7722974938443333E-4,759.80655966688926]
[null,59.893000000000001,1.7717590443851945E-4,759.13569354867423]
[null,59.893999999999998,1.7712212754416061E-4,758.4654197672096]
[null,59.895000000000003,1.7706827688694979E-4,757.79573779949578]
[null,59.896000000000001,1.7701449505570717E-4,757.12664712299488]
[null,59.896999999999998,1.7696071061082017E-4,756.45814721562999]
[null,59.898000000000003,1.7690692335868552E-4,755.79023755578555]
[null,59.899000000000001,1.7685320522292398E-4,755.12291762230655]
[null,59.9,1.7679941332431049E-4,754.45618689449782]
[null,59.901000000000003,1.7674576033605471E-4,753.79004485212442]
[null,59.902000000000001,1.7669203435936011E-4,753.12449097541048]
[null,59.902999999999999,1.7663830596262444E-4,752.45952474503883]
[null,59.904000000000003,1.7658464619825365E-4,751.79514564215117]
[null,59.905000000000001,1.7653098391704015E-4,751.13135314834722]
[null,59.905999999999999,1.7647738997778663E-4,750.46814674568441]
[null,59.907000000000004,1.7642379410250022E-4,749.80552591667765]
[null,59.908000000000001,1.7637012504517172E-4,749.14349014429843]
[null,59.908999999999999,1.7631659499500258E-4,748.48203891197488]
[null,59.910000000000004,1.7626299282760938E-4,747.8211717035914]
[null,59.911000000000001,1.7620945842136633E-4,747.1608880034878]
[null,59.911999999999999,1.7615592198228874E-4,746.50118729645953]
[null,59.913000000000004,1.761023829295668E-4,745.8420690677566]
[null,59.914000000000001,1.7604884203761367E-4,745.18353280308372]
[null,59.914999999999999,1.7599536997162869E-4,744.52557798859971]
[null,59.916000000000004,1.7594189587280925E-4,743.86820411091708]
[null,59.917000000000002,1.7588841974115527E-4,743.21141065710128]
[null,59.917999999999999,1.7583501204826291E-4,742.55519711467116]
[null,59.919000000000004,1.7578160203213111E-4,741.89956297159802]
[null,59.92,1.757281908543796E-4,741.2445077163045]
[null,59.920999999999999,1.7567477686938044E-4,740.59003083766606]
[null,59.922000000000004,1.7562143219435769E-4,739.9361318250086]
[null,59.923000000000002,1.7556801443409446E-4,739.28281016810945]
[null,59.923999999999999,1.7551473674580869E-4,738.63006535719592]
[null,59.925000000000004,1.7546138568187749E-4,737.97789688294597]
[null,59.926000000000002,1.754080332627233E-4,737.32630423648686]
[null,59.927,1.7535474937913239E-4,736.67528690939525]
[null,59.928000000000004,1.7530146355950859E-4,736.02484439369698]
[null,59.929000000000002,1.752482468562579E-4,735.37497618186592]
[null,59.93,1.7519495755177495E-4,734.72568176682444]
[null,59.931000000000004,1.751417372668635E-4,734.07696064194238]
[null,59.932000000000002,1.750885153363241E-4,733.4288123010374]
[null,59.933,1.7503536252215784E-4,732.78123623837314]
[null,59.934000000000005,1.7498213681635435E-4,732.13423194866073]
[null,59.935000000000002,1.7492898032372563E-4,731.48779892705727]
[null,59.936,1.7487589285066838E-4,730.84193666916485]
[null,59.937000000000005,1.7482273316358541E-4,730.19664467103189]
[null,59.938000000000002,1.747696421088674E-4,729.55192242915132]
[null,59.939,1.747164789369253E-4,728.90776944046036]
[null,59.94,1.7466345583696068E-4,728.26418520234108]
[null,59.941000000000003,1.7461036013576378E-4,727.62116921261872]
[null,59.942,1.745573337445433E-4,726.97872096956223]
[null,59.942999999999998,1.7450430619170306E-4,726.33683997188371]
[null,59.944000000000003,1.7445127621882177E-4,725.69552571873737]
[null,59.945,1.7439824498751913E-4,725.05477770971981]
[null,59.945999999999998,1.743452835502011E-4,724.41459544486997]
[null,59.947000000000003,1.7429232017685019E-4,723.77497842466744]
[null,59.948,1.7423935612588781E-4,723.13592615003347]
[null,59.948999999999998,1.7418646051368705E-4,722.49743812232964]
[null,59.95,1.7413349307466715E-4,721.85951384335806]
[null,59.951000000000001,1.7408059475202035E-4,721.22215281536046]
[null,59.951999999999998,1.7402769565496044E-4,720.58535454101809]
[null,59.953000000000003,1.7397486567427364E-4,719.94911852345126]
[null,59.954000000000001,1.7392203424156219E-4,719.31344426621934]
[null,59.954999999999998,1.738692018408343E-4,718.67833127331983]
[null,59.956000000000003,1.7381636789128011E-4,718.04377904918806]
[null,59.957000000000001,1.73763532296098E-4,717.40978709869682]
[null,59.957999999999998,1.7371076678530546E-4,716.7763549271566]
[null,59.959000000000003,1.7365799982248825E-4,716.14348204031398]
[null,59.96,1.7360523150444806E-4,715.51116794435256]
[null,59.960999999999999,1.7355253288359082E-4,714.87941214589148]
[null,59.962000000000003,1.7349976291992268E-4,714.24821415198562]
[null,59.963000000000001,1.7344706168542109E-4,713.61757347012554]
[null,59.963999999999999,1.7339435996691129E-4,712.98748960823593]
[null,59.965000000000003,1.733417278487828E-4,712.35796207467672]
[null,59.966000000000001,1.7328902322622371E-4,711.72899037824095]
[null,59.966999999999999,1.7323638868805419E-4,711.10057402815642]
[null,59.968000000000004,1.731838243310758E-4,710.47271253408371]
[null,59.969000000000001,1.7313118776007177E-4,709.84540540611624]
[null,59.97,1.7307862137025889E-4,709.21865215478033]
[null,59.971000000000004,1.730260533348181E-4,708.59245229103431]
[null,59.972000000000001,1.7297348423455923E-4,707.96680532626817]
[null,59.972999999999999,1.7292091494069706E-4,707.34171077230371]
[null,59.974000000000004,1.7286841524721624E-4,706.71716814139324]
[null,59.975000000000001,1.7281591410171077E-4,706.09317694622018]
[null,59.975999999999999,1.7276341256899875E-4,705.46973669989779]
[null,59.977000000000004,1.7271091016507194E-4,704.84684691596976]
[null,59.978000000000002,1.7265847755512973E-4,704.22450710840883]
[null,59.978999999999999,1.7260604407397272E-4,703.60271679161701]
[null,59.980000000000004,1.7255361039921244E-4,702.98147548042539]
[null,59.981000000000002,1.7250117527242752E-4,702.36078269009272]
[null,59.981999999999999,1.7244881032683375E-4,701.7406379363066]
[null,59.983000000000004,1.7239644480043017E-4,701.12104073518151]
[null,59.984000000000002,1.7234407849961344E-4,700.50199060325963]
[null,59.984999999999999,1.7229171132758191E-4,699.88348705750991]
[null,59.986000000000004,1.7223941433674157E-4,699.26552961532775]
[null,59.987000000000002,1.7218711657148808E-4,698.64811779453441]
[null,59.988,1.7213481890303626E-4,698.03125111337727]
[null,59.989000000000004,1.7208251978255976E-4,697.4149290905292]
[null,59.99,1.7203029074647284E-4,696.7991512450875]
[null,59.991,1.7197799046437664E-4,696.18391709657442]
[null,59.992000000000004,1.7192576065387657E-4,695.56922616493637]
[null,59.993000000000002,1.7187360121817096E-4,694.95507797054381]
[null,59.994,1.7182136976204296E-4,694.34147203419036]
[null,59.995000000000005,1.7176920916471764E-4,693.72840787709288]
[null,59.996000000000002,1.7171704808338409E-4,693.11588502089114]
[null,59.997,1.7166488671164563E-4,692.50390298764705]
[null,59.998000000000005,1.7161279532749507E-4,691.89246129984463]
[null,59.999000000000002,1.7156063269733527E-4,691.28155948038943]
[null,60,1.7150854082917649E-4,690.67119705260848]

{"sheet":"CalculateD","index":8,"n_rows":3934,"n_cols":20,"rows_kept":3934,"cut":false,"hidden":false,"merged":[[5,0,5,1],[1,18,1,19]]}
[]
[null,null,"M","t","∆P","Target f",null,"D Increment","D start","Iterations","D final","f final",null,"∆P","GLS","∆P","Load","Assumed Load","Assumed Generation"]
[null,null,"(Sec)","(Sec)","(pu)","(Hz)",null,"(pu)","(pu)"," ","(pu)","(Hz)",null,null,null,"pu",null,"Power Factor","Load level","Power factor"]
[null,null,{"$f":"CalculateM!E15","v":9.9224126346462604},0.5,{"$f":"N8","v":-9.8397258626908742E-3},59.991999999999997,null,1E-3,0.5,3927,3.9269999999996785,59.992000073197467,"MW",840,{"$f":"Q4-N4","v":66536},null,67376,0.86599999999999999,0.9,0.86599999999999999]
[null,null,null,null,null,null,null,null,null,null,null,null,"MVA",null,{"$f":"O4/T4","v":76831.40877598153}]
[null,null,null,null,null,"Calculated  f","Number of","Residue","Calculated D"]
[null,null,null,null,null,"(Hz)","Iterations","(pu)","(pu)",null,null,null,"P0 = ",{"$f":"O5/S4","v":85368.23197331281}]
[null,null,null,null,null,59.989241328957121,1,null,1E-3,null,null,null,"∆P (pu) = ",{"$f":"(-1)*N4/N7","v":-9.8397258626908742E-3}]
[null,null,null,null,null,59.989242078722377,2,null,2E-3]
[null,null,null,null,null,59.989242828462459,3,null,3.0000000000000001E-3]
[null,null,null,null,null,59.989243578177337,4,null,4.0000000000000001E-3]
[null,null,null,null,null,59.989244327867056,5,null,5.0000000000000001E-3]
[null,null,null,null,null,59.989245077531571,6,null,6.0000000000000001E-3]
[null,null,null,null,null,59.989245827170905,7,null,7.0000000000000001E-3]
[null,null,null,null,null,59.989246576785064,8,null,8.0000000000000002E-3]
[null,null,null,null,null,59.989247326374034,9,null,9.0000000000000011E-3]
[null,null,null,null,null,59.98924807593783,10,null,1.0000000000000002E-2]
[null,null,null,null,null,59.989248825476444,11,null,1.1000000000000003E-2]
[null,null,null,null,null,59.989249574989884,12,null,1.2000000000000004E-2]
[null,null,null,null,null,59.989250324478135,13,null,1.3000000000000005E-2]
[null,null,null,null,null,59.989251073941226,14,null,1.4000000000000005E-2]
[null,null,null,null,null,59.989251823379128,15,null,1.5000000000000006E-2]
[null,null,null,null,null,59.989252572791862,16,null,1.6000000000000007E-2]
[null,null,null,null,null,59.989253322179415,17,null,1.7000000000000008E-2]
[null,null,null,null,null,59.989254071541808,18,null,1.8000000000000009E-2]
[null,null,null,null,null,59.989254820879019,19,null,1.900000000000001E-2]
[null,null,null,null,null,59.989255570191062,20,null,2.0000000000000011E-2]
[null,null,null,null,null,59.989256319477938,21,null,2.1000000000000012E-2]
[null,null,null,null,null,59.98925706873964,22,null,2.2000000000000013E-2]
[null,null,null,null,null,59.989257817976174,23,null,2.3000000000000013E-2]
[null,null,null,null,null,59.989258567187548,24,null,2.4000000000000014E-2]
[null,null,null,null,null,59.989259316373747,25,null,2.5000000000000015E-2]
[null,null,null,null,null,59.989260065534786,26,null,2.6000000000000016E-2]
[null,null,null,null,null,59.989260814670665,27,null,2.7000000000000017E-2]
[null,null,null,null,null,59.989261563781376,28,null,2.8000000000000018E-2]
[null,null,null,null,null,59.98926231286692,29,null,2.9000000000000019E-2]
[null,null,null,null,null,59.989263061927311,30,null,3.000000000000002E-2]
[null,null,null,null,null,59.989263810962541,31,null,3.1000000000000021E-2]
[null,null,null,null,null,59.989264559972604,32,null,3.2000000000000021E-2]
[null,null,null,null,null,59.989265308957513,33,null,3.3000000000000022E-2]
[null,null,null,null,null,59.98926605791727,34,null,3.4000000000000023E-2]
[null,null,null,null,null,59.989266806851859,35,null,3.5000000000000024E-2]
[null,null,null,null,null,59.989267555761302,36,null,3.6000000000000025E-2]
[null,null,null,null,null,59.989268304645584,37,null,3.7000000000000026E-2]
[null,null,null,null,null,59.989269053504721,38,null,3.8000000000000027E-2]
[null,null,null,null,null,59.989269802338697,39,null,3.9000000000000028E-2]
[null,null,null,null,null,59.989270551147527,40,null,4.0000000000000029E-2]
[null,null,null,null,null,59.989271299931204,41,null,4.1000000000000029E-2]
[null,null,null,null,null,59.989272048689728,42,null,4.200000000000003E-2]
[null,null,null,null,null,59.989272797423105,43,null,4.3000000000000031E-2]
[null,null,null,null,null,59.989273546131336,44,null,4.4000000000000032E-2]
[null,null,null,null,null,59.989274294814415,45,null,4.5000000000000033E-2]
[null,null,null,null,null,59.989275043472354,46,null,4.6000000000000034E-2]
[null,null,null,null,null,59.989275792105147,47,null,4.7000000000000035E-2]
[null,null,null,null,null,59.989276540712794,48,null,4.8000000000000036E-2]
[null,null,null,null,null,59.989277289295295,49,null,4.9000000000000037E-2]
[null,null,null,null,null,59.989278037852657,50,null,5.0000000000000037E-2]
[null,null,null,null,null,59.98927878638488,51,null,5.1000000000000038E-2]
[null,null,null,null,null,59.989279534891956,52,null,5.2000000000000039E-2]
[null,null,null,null,null,59.989280283373901,53,null,5.300000000000004E-2]
[null,null,null,null,null,59.9892810318307,54,null,5.4000000000000041E-2]
[null,null,null,null,null,59.989281780262367,55,null,5.5000000000000042E-2]
[null,null,null,null,null,59.989282528668895,56,null,5.6000000000000043E-2]
[null,null,null,null,null,59.989283277050284,57,null,5.7000000000000044E-2]
[null,null,null,null,null,59.98928402540654,58,null,5.8000000000000045E-2]
[null,null,null,null,null,59.989284773737666,59,null,5.9000000000000045E-2]
[null,null,null,null,null,59.989285522043659,60,null,6.0000000000000046E-2]
[null,null,null,null,null,59.98928627032452,61,null,6.1000000000000047E-2]
[null,null,null,null,null,59.989287018580249,62,null,6.2000000000000048E-2]
[null,null,null,null,null,59.989287766810847,63,null,6.3000000000000042E-2]
[null,null,null,null,null,59.989288515016312,64,null,6.4000000000000043E-2]
[null,null,null,null,null,59.989289263196653,65,null,6.5000000000000044E-2]
[null,null,null,null,null,59.989290011351869,66,null,6.6000000000000045E-2]
[null,null,null,null,null,59.98929075948196,67,null,6.7000000000000046E-2]
[null,null,null,null,null,59.98929150758692,68,null,6.8000000000000047E-2]
[null,null,null,null,null,59.989292255666761,69,null,6.9000000000000047E-2]
[null,null,null,null,null,59.989293003721478,70,null,7.0000000000000048E-2]
[null,null,null,null,null,59.98929375175107,71,null,7.1000000000000049E-2]
[null,null,null,null,null,59.989294499755545,72,null,7.200000000000005E-2]
[null,null,null,null,null,59.989295247734894,73,null,7.3000000000000051E-2]
[null,null,null,null,null,59.989295995689126,74,null,7.4000000000000052E-2]
[null,null,null,null,null,59.98929674361824,75,null,7.5000000000000053E-2]
[null,null,null,null,null,59.989297491522237,76,null,7.6000000000000054E-2]
[null,null,null,null,null,59.989298239401116,77,null,7.7000000000000055E-2]
[null,null,null,null,null,59.989298987254877,78,null,7.8000000000000055E-2]
[null,null,null,null,null,59.989299735083527,79,null,7.9000000000000056E-2]
[null,null,null,null,null,59.98930048288706,80,null,8.0000000000000057E-2]
[null,null,null,null,null,59.98930123066549,81,null,8.1000000000000058E-2]
[null,null,null,null,null,59.989301978418794,82,null,8.2000000000000059E-2]
[null,null,null,null,null,59.989302726146995,83,null,8.300000000000006E-2]
[null,null,null,null,null,59.989303473850086,84,null,8.4000000000000061E-2]
[null,null,null,null,null,59.989304221528066,85,null,8.5000000000000062E-2]
[null,null,null,null,null,59.989304969180942,86,null,8.6000000000000063E-2]
[null,null,null,null,null,59.989305716808701,87,null,8.7000000000000063E-2]
[null,null,null,null,null,59.989306464411364,88,null,8.8000000000000064E-2]
[null,null,null,null,null,59.989307211988915,89,null,8.9000000000000065E-2]
[null,null,null,null,null,59.989307959541364,90,null,9.0000000000000066E-2]
[null,null,null,null,null,59.989308707068716,91,null,9.1000000000000067E-2]
[null,null,null,null,null,59.989309454570957,92,null,9.2000000000000068E-2]
[null,null,null,null,null,59.989310202048102,93,null,9.3000000000000069E-2]
[null,null,null,null,null,59.989310949500144,94,null,9.400000000000007E-2]
[null,null,null,null,null,59.989311696927082,95,null,9.500000000000007E-2]
[null,null,null,null,null,59.989312444328924,96,null,9.6000000000000071E-2]
[null,null,null,null,null,59.989313191705676,97,null,9.7000000000000072E-2]
[null,null,null,null,null,59.989313939057325,98,null,9.8000000000000073E-2]
[null,null,null,null,null,59.989314686383878,99,null,9.9000000000000074E-2]
[null,null,null,null,null,59.989315433685334,100,null,0.10000000000000007]
[null,null,null,null,null,59.989316180961701,101,null,0.10100000000000008]
[null,null,null,null,null,59.989316928212972,102,null,0.10200000000000008]
[null,null,null,null,null,59.989317675439153,103,null,0.10300000000000008]
[null,null,null,null,null,59.989318422640238,104,null,0.10400000000000008]
[null,null,null,null,null,59.989319169816241,105,null,0.10500000000000008]
[null,null,null,null,null,59.989319916967148,106,null,0.10600000000000008]
[null,null,null,null,null,59.989320664092972,107,null,0.10700000000000008]
[null,null,null,null,null,59.989321411193707,108,null,0.10800000000000008]
[null,null,null,null,null,59.989322158269353,109,null,0.10900000000000008]
[null,null,null,null,null,59.989322905319916,110,null,0.11000000000000008]
[null,null,null,null,null,59.989323652345398,111,null,0.11100000000000008]
[null,null,null,null,null,59.98932439934579,112,null,0.11200000000000009]
[null,null,null,null,null,59.9893251463211,113,null,0.11300000000000009]
[null,null,null,null,null,59.989325893271335,114,null,0.11400000000000009]
[null,null,null,null,null,59.989326640196481,115,null,0.11500000000000009]
[null,null,null,null,null,59.989327387096552,116,null,0.11600000000000009]
[null,null,null,null,null,59.989328133971547,117,null,0.11700000000000009]
[null,null,null,null,null,59.989328880821461,118,null,0.11800000000000009]
[null,null,null,null,null,59.989329627646299,119,null,0.11900000000000009]
[null,null,null,null,null,59.989330374446062,120,null,0.12000000000000009]
[null,null,null,null,null,59.989331121220744,121,null,0.12100000000000009]
[null,null,null,null,null,59.989331867970357,122,null,0.12200000000000009]
[null,null,null,null,null,59.989332614694902,123,null,0.1230000000000001]
[null,null,null,null,null,59.989333361394365,124,null,0.1240000000000001]
[null,null,null,null,null,59.989334108068761,125,null,0.12500000000000008]
[null,null,null,null,null,59.989334854718088,126,null,0.12600000000000008]
[null,null,null,null,null,59.989335601342347,127,null,0.12700000000000009]
[null,null,null,null,null,59.989336347941538,128,null,0.12800000000000009]
[null,null,null,null,null,59.989337094515655,129,null,0.12900000000000009]
[null,null,null,null,null,59.98933784106471,130,null,0.13000000000000009]
[null,null,null,null,null,59.989338587588705,131,null,0.13100000000000009]
[null,null,null,null,null,59.989339334087624,132,null,0.13200000000000009]
[null,null,null,null,null,59.98934008056149,133,null,0.13300000000000009]
[null,null,null,null,null,59.989340827010288,134,null,0.13400000000000009]
[null,null,null,null,null,59.989341573434025,135,null,0.13500000000000009]
[null,null,null,null,null,59.989342319832701,136,null,0.13600000000000009]
[null,null,null,null,null,59.989343066206317,137,null,0.13700000000000009]
[null,null,null,null,null,59.989343812554878,138,null,0.13800000000000009]
[null,null,null,null,null,59.989344558878379,139,null,0.1390000000000001]
[null,null,null,null,null,59.989345305176819,140,null,0.1400000000000001]
[null,null,null,null,null,59.989346051450212,141,null,0.1410000000000001]
[null,null,null,null,null,59.989346797698545,142,null,0.1420000000000001]
[null,null,null,null,null,59.989347543921824,143,null,0.1430000000000001]
[null,null,null,null,null,59.989348290120049,144,null,0.1440000000000001]
[null,null,null,null,null,59.98934903629322,145,null,0.1450000000000001]
[null,null,null,null,null,59.989349782441337,146,null,0.1460000000000001]
[null,null,null,null,null,59.989350528564408,147,null,0.1470000000000001]
[null,null,null,null,null,59.989351274662432,148,null,0.1480000000000001]
[null,null,null,null,null,59.98935202073541,149,null,0.1490000000000001]
[null,null,null,null,null,59.989352766783334,150,null,0.15000000000000011]
[null,null,null,null,null,59.989353512806211,151,null,0.15100000000000011]
[null,null,null,null,null,59.989354258804049,152,null,0.15200000000000011]
[null,null,null,null,null,59.98935500477684,153,null,0.15300000000000011]
[null,null,null,null,null,59.989355750724584,154,null,0.15400000000000011]
[null,null,null,null,null,59.989356496647289,155,null,0.15500000000000011]
[null,null,null,null,null,59.989357242544948,156,null,0.15600000000000011]
[null,null,null,null,null,59.989357988417567,157,null,0.15700000000000011]
[null,null,null,null,null,59.989358734265153,158,null,0.15800000000000011]
[null,null,null,null,null,59.989359480087693,159,null,0.15900000000000011]
[null,null,null,null,null,59.989360225885193,160,null,0.16000000000000011]
[null,null,null,null,null,59.989360971657661,161,null,0.16100000000000012]
[null,null,null,null,null,59.989361717405096,162,null,0.16200000000000012]
[null,null,null,null,null,59.989362463127492,163,null,0.16300000000000012]
[null,null,null,null,null,59.989363208824848,164,null,0.16400000000000012]
[null,null,null,null,null,59.989363954497179,165,null,0.16500000000000012]
[null,null,null,null,null,59.989364700144471,166,null,0.16600000000000012]
[null,null,null,null,null,59.989365445766737,167,null,0.16700000000000012]
[null,null,null,null,null,59.98936619136397,168,null,0.16800000000000012]
[null,null,null,null,null,59.989366936936179,169,null,0.16900000000000012]
[null,null,null,null,null,59.989367682483355,170,null,0.17000000000000012]
[null,null,null,null,null,59.989368428005498,171,null,0.17100000000000012]
[null,null,null,null,null,59.989369173502624,172,null,0.17200000000000013]
[null,null,null,null,null,59.989369918974717,173,null,0.17300000000000013]
[null,null,null,null,null,59.989370664421791,174,null,0.17400000000000013]
[null,null,null,null,null,59.989371409843841,175,null,0.17500000000000013]
[null,null,null,null,null,59.989372155240865,176,null,0.17600000000000013]
[null,null,null,null,null,59.989372900612864,177,null,0.17700000000000013]
[null,null,null,null,null,59.989373645959844,178,null,0.17800000000000013]
[null,null,null,null,null,59.989374391281807,179,null,0.17900000000000013]
[null,null,null,null,null,59.989375136578751,180,null,0.18000000000000013]
[null,null,null,null,null,59.989375881850677,181,null,0.18100000000000013]
[null,null,null,null,null,59.989376627097585,182,null,0.18200000000000013]
[null,null,null,null,null,59.989377372319474,183,null,0.18300000000000013]
[null,null,null,null,null,59.989378117516353,184,null,0.18400000000000014]
[null,null,null,null,null,59.989378862688213,185,null,0.18500000000000014]
[null,null,null,null,null,59.989379607835062,186,null,0.18600000000000014]
[null,null,null,null,null,59.989380352956893,187,null,0.18700000000000014]
[null,null,null,null,null,59.98938109805372,188,null,0.18800000000000014]
[null,null,null,null,null,59.989381843125535,189,null,0.18900000000000014]
[null,null,null,null,null,59.989382588172333,190,null,0.19000000000000014]
[null,null,null,null,null,59.989383333194134,191,null,0.19100000000000014]
[null,null,null,null,null,59.989384078190916,192,null,0.19200000000000014]
[null,null,null,null,null,59.989384823162702,193,null,0.19300000000000014]
[null,null,null,null,null,59.989385568109476,194,null,0.19400000000000014]
[null,null,null,null,null,59.989386313031247,195,null,0.19500000000000015]
[null,null,null,null,null,59.989387057928006,196,null,0.19600000000000015]
[null,null,null,null,null,59.989387802799776,197,null,0.19700000000000015]
[null,null,null,null,null,59.989388547646534,198,null,0.19800000000000015]
[null,null,null,null,null,59.989389292468296,199,null,0.19900000000000015]
[null,null,null,null,null,59.989390037265053,200,null,0.20000000000000015]
[null,null,null,null,null,59.989390782036814,201,null,0.20100000000000015]
[null,null,null,null,null,59.989391526783578,202,null,0.20200000000000015]
[null,null,null,null,null,59.989392271505338,203,null,0.20300000000000015]
[null,null,null,null,null,59.989393016202108,204,null,0.20400000000000015]
[null,null,null,null,null,59.989393760873881,205,null,0.20500000000000015]
[null,null,null,null,null,59.989394505520657,206,null,0.20600000000000016]
[null,null,null,null,null,59.989395250142444,207,null,0.20700000000000016]
[null,null,null,null,null,59.989395994739233,208,null,0.20800000000000016]
[null,null,null,null,null,59.989396739311033,209,null,0.20900000000000016]
[null,null,null,null,null,59.989397483857843,210,null,0.21000000000000016]
[null,null,null,null,null,59.989398228379663,211,null,0.21100000000000016]
[null,null,null,null,null,59.989398972876494,212,null,0.21200000000000016]
[null,null,null,null,null,59.989399717348341,213,null,0.21300000000000016]
[null,null,null,null,null,59.989400461795192,214,null,0.21400000000000016]
[null,null,null,null,null,59.989401206217067,215,null,0.21500000000000016]
[null,null,null,null,null,59.989401950613953,216,null,0.21600000000000016]
[null,null,null,null,null,59.989402694985849,217,null,0.21700000000000016]
[null,null,null,null,null,59.989403439332769,218,null,0.21800000000000017]
[null,null,null,null,null,59.989404183654706,219,null,0.21900000000000017]
[null,null,null,null,null,59.989404927951661,220,null,0.22000000000000017]
[null,null,null,null,null,59.989405672223633,221,null,0.22100000000000017]
[null,null,null,null,null,59.989406416470622,222,null,0.22200000000000017]
[null,null,null,null,null,59.989407160692643,223,null,0.22300000000000017]
[null,null,null,null,null,59.989407904889681,224,null,0.22400000000000017]
[null,null,null,null,null,59.989408649061744,225,null,0.22500000000000017]
[null,null,null,null,null,59.989409393208824,226,null,0.22600000000000017]
[null,null,null,null,null,59.989410137330935,227,null,0.22700000000000017]
[null,null,null,null,null,59.989410881428078,228,null,0.22800000000000017]
[null,null,null,null,null,59.989411625500239,229,null,0.22900000000000018]
[null,null,null,null,null,59.989412369547431,230,null,0.23000000000000018]
[null,null,null,null,null,59.989413113569654,231,null,0.23100000000000018]
[null,null,null,null,null,59.989413857566909,232,null,0.23200000000000018]
[null,null,null,null,null,59.989414601539188,233,null,0.23300000000000018]
[null,null,null,null,null,59.989415345486506,234,null,0.23400000000000018]
[null,null,null,null,null,59.989416089408856,235,null,0.23500000000000018]
[null,null,null,null,null,59.989416833306237,236,null,0.23600000000000018]
[null,null,null,null,null,59.989417577178649,237,null,0.23700000000000018]
[null,null,null,null,null,59.989418321026101,238,null,0.23800000000000018]
[null,null,null,null,null,59.98941906484859,239,null,0.23900000000000018]
[null,null,null,null,null,59.989419808646119,240,null,0.24000000000000019]
[null,null,null,null,null,59.989420552418679,241,null,0.24100000000000019]
[null,null,null,null,null,59.989421296166284,242,null,0.24200000000000019]
[null,null,null,null,null,59.989422039888929,243,null,0.24300000000000019]
[null,null,null,null,null,59.989422783586619,244,null,0.24400000000000019]
[null,null,null,null,null,59.989423527259341,245,null,0.24500000000000019]
[null,null,null,null,null,59.989424270907115,246,null,0.24600000000000019]
[null,null,null,null,null,59.989425014529928,247,null,0.24700000000000019]
[null,null,null,null,null,59.989425758127794,248,null,0.24800000000000019]
[null,null,null,null,null,59.989426501700699,249,null,0.24900000000000019]
[null,null,null,null,null,59.989427245248649,250,null,0.25000000000000017]
[null,null,null,null,null,59.989427988771652,251,null,0.25100000000000017]
[null,null,null,null,null,59.989428732269701,252,null,0.25200000000000017]
[null,null,null,null,null,59.989429475742803,253,null,0.25300000000000017]
[null,null,null,null,null,59.98943021919095,254,null,0.25400000000000017]
[null,null,null,null,null,59.989430962614158,255,null,0.25500000000000017]
[null,null,null,null,null,59.989431706012411,256,null,0.25600000000000017]
[null,null,null,null,null,59.989432449385717,257,null,0.25700000000000017]
[null,null,null,null,null,59.989433192734083,258,null,0.25800000000000017]
[null,null,null,null,null,59.989433936057502,259,null,0.25900000000000017]
[null,null,null,null,null,59.989434679355981,260,null,0.26000000000000018]
[null,null,null,null,null,59.989435422629512,261,null,0.26100000000000018]
[null,null,null,null,null,59.989436165878104,262,null,0.26200000000000018]
[null,null,null,null,null,59.989436909101748,263,null,0.26300000000000018]
[null,null,null,null,null,59.98943765230046,264,null,0.26400000000000018]
[null,null,null,null,null,59.989438395474231,265,null,0.26500000000000018]
[null,null,null,null,null,59.989439138623062,266,null,0.26600000000000018]
[null,null,null,null,null,59.989439881746961,267,null,0.26700000000000018]
[null,null,null,null,null,59.989440624845919,268,null,0.26800000000000018]
[null,null,null,null,null,59.989441367919945,269,null,0.26900000000000018]
[null,null,null,null,null,59.989442110969037,270,null,0.27000000000000018]
[null,null,null,null,null,59.989442853993197,271,null,0.27100000000000019]
[null,null,null,null,null,59.989443596992423,272,null,0.27200000000000019]
[null,null,null,null,null,59.989444339966717,273,null,0.27300000000000019]
[null,null,null,null,null,59.989445082916077,274,null,0.27400000000000019]
[null,null,null,null,null,59.989445825840512,275,null,0.27500000000000019]
[null,null,null,null,null,59.989446568740021,276,null,0.27600000000000019]
[null,null,null,null,null,59.989447311614597,277,null,0.27700000000000019]
[null,null,null,null,null,59.989448054464248,278,null,0.27800000000000019]
[null,null,null,null,null,59.989448797288979,279,null,0.27900000000000019]
[null,null,null,null,null,59.989449540088778,280,null,0.28000000000000019]
[null,null,null,null,null,59.989450282863658,281,null,0.28100000000000019]
[null,null,null,null,null,59.989451025613612,282,null,0.28200000000000019]
[null,null,null,null,null,59.98945176833864,283,null,0.2830000000000002]
[null,null,null,null,null,59.989452511038756,284,null,0.2840000000000002]
[null,null,null,null,null,59.989453253713947,285,null,0.2850000000000002]
[null,null,null,null,null,59.989453996364219,286,null,0.2860000000000002]
[null,null,null,null,null,59.989454738989572,287,null,0.2870000000000002]
[null,null,null,null,null,59.989455481590007,288,null,0.2880000000000002]
[null,null,null,null,null,59.989456224165529,289,null,0.2890000000000002]
[null,null,null,null,null,59.989456966716133,290,null,0.2900000000000002]
[null,null,null,null,null,59.989457709241826,291,null,0.2910000000000002]
[null,null,null,null,null,59.9894584517426,292,null,0.2920000000000002]
[null,null,null,null,null,59.989459194218469,293,null,0.2930000000000002]
[null,null,null,null,null,59.989459936669419,294,null,0.29400000000000021]
[null,null,null,null,null,59.989460679095465,295,null,0.29500000000000021]
[null,null,null,null,null,59.9894614214966,296,null,0.29600000000000021]
[null,null,null,null,null,59.989462163872822,297,null,0.29700000000000021]
[null,null,null,null,null,59.989462906224134,298,null,0.29800000000000021]
[null,null,null,null,null,59.989463648550547,299,null,0.29900000000000021]
[null,null,null,null,null,59.989464390852049,300,null,0.30000000000000021]
[null,null,null,null,null,59.989465133128647,301,null,0.30100000000000021]
[null,null,null,null,null,59.98946587538034,302,null,0.30200000000000021]
[null,null,null,null,null,59.989466617607135,303,null,0.30300000000000021]
[null,null,null,null,null,59.989467359809026,304,null,0.30400000000000021]
[null,null,null,null,null,59.989468101986013,305,null,0.30500000000000022]
[null,null,null,null,null,59.989468844138102,306,null,0.30600000000000022]
[null,null,null,null,null,59.989469586265287,307,null,0.30700000000000022]
[null,null,null,null,null,59.989470328367581,308,null,0.30800000000000022]
[null,null,null,null,null,59.989471070444971,309,null,0.30900000000000022]
[null,null,null,null,null,59.989471812497463,310,null,0.31000000000000022]
[null,null,null,null,null,59.989472554525065,311,null,0.31100000000000022]
[null,null,null,null,null,59.98947329652777,312,null,0.31200000000000022]
[null,null,null,null,null,59.989474038505584,313,null,0.31300000000000022]
[null,null,null,null,null,59.989474780458501,314,null,0.31400000000000022]
[null,null,null,null,null,59.989475522386535,315,null,0.31500000000000022]
[null,null,null,null,null,59.989476264289671,316,null,0.31600000000000023]
[null,null,null,null,null,59.989477006167917,317,null,0.31700000000000023]
[null,null,null,null,null,59.989477748021272,318,null,0.31800000000000023]
[null,null,null,null,null,59.989478489849745,319,null,0.31900000000000023]
[null,null,null,null,null,59.989479231653327,320,null,0.32000000000000023]
[null,null,null,null,null,59.989479973432019,321,null,0.32100000000000023]
[null,null,null,null,null,59.989480715185827,322,null,0.32200000000000023]
[null,null,null,null,null,59.98948145691476,323,null,0.32300000000000023]
[null,null,null,null,null,59.989482198618802,324,null,0.32400000000000023]
[null,null,null,null,null,59.989482940297961,325,null,0.32500000000000023]
[null,null,null,null,null,59.989483681952237,326,null,0.32600000000000023]
[null,null,null,null,null,59.989484423581636,327,null,0.32700000000000023]
[null,null,null,null,null,59.98948516518616,328,null,0.32800000000000024]
[null,null,null,null,null,59.9894859067658,329,null,0.32900000000000024]
[null,null,null,null,null,59.989486648320565,330,null,0.33000000000000024]
[null,null,null,null,null,59.989487389850446,331,null,0.33100000000000024]
[null,null,null,null,null,59.989488131355458,332,null,0.33200000000000024]
[null,null,null,null,null,59.989488872835594,333,null,0.33300000000000024]
[null,null,null,null,null,59.989489614290854,334,null,0.33400000000000024]
[null,null,null,null,null,59.989490355721244,335,null,0.33500000000000024]
[null,null,null,null,null,59.989491097126759,336,null,0.33600000000000024]
[null,null,null,null,null,59.989491838507405,337,null,0.33700000000000024]
[null,null,null,null,null,59.989492579863175,338,null,0.33800000000000024]
[null,null,null,null,null,59.989493321194082,339,null,0.33900000000000025]
[null,null,null,null,null,59.989494062500121,340,null,0.34000000000000025]
[null,null,null,null,null,59.989494803781291,341,null,0.34100000000000025]
[null,null,null,null,null,59.989495545037592,342,null,0.34200000000000025]
[null,null,null,null,null,59.989496286269031,343,null,0.34300000000000025]
[null,null,null,null,null,59.989497027475601,344,null,0.34400000000000025]
[null,null,null,null,null,59.989497768657309,345,null,0.34500000000000025]
[null,null,null,null,null,59.989498509814155,346,null,0.34600000000000025]
[null,null,null,null,null,59.989499250946139,347,null,0.34700000000000025]
[null,null,null,null,null,59.989499992053268,348,null,0.34800000000000025]
[null,null,null,null,null,59.989500733135529,349,null,0.34900000000000025]
[null,null,null,null,null,59.989501474192934,350,null,0.35000000000000026]
[null,null,null,null,null,59.989502215225485,351,null,0.35100000000000026]
[null,null,null,null,null,59.989502956233174,352,null,0.35200000000000026]
[null,null,null,null,null,59.989503697216009,353,null,0.35300000000000026]
[null,null,null,null,null,59.989504438173988,354,null,0.35400000000000026]
[null,null,null,null,null,59.989505179107113,355,null,0.35500000000000026]
[null,null,null,null,null,59.989505920015382,356,null,0.35600000000000026]
[null,null,null,null,null,59.989506660898797,357,null,0.35700000000000026]
[null,null,null,null,null,59.989507401757365,358,null,0.35800000000000026]
[null,null,null,null,null,59.989508142591085,359,null,0.35900000000000026]
[null,null,null,null,null,59.989508883399949,360,null,0.36000000000000026]
[null,null,null,null,null,59.989509624183967,361,null,0.36100000000000027]
[null,null,null,null,null,59.989510364943136,362,null,0.36200000000000027]
[null,null,null,null,null,59.989511105677465,363,null,0.36300000000000027]
[null,null,null,null,null,59.989511846386939,364,null,0.36400000000000027]
[null,null,null,null,null,59.989512587071573,365,null,0.36500000000000027]
[null,null,null,null,null,59.989513327731366,366,null,0.36600000000000027]
[null,null,null,null,null,59.989514068366312,367,null,0.36700000000000027]
[null,null,null,null,null,59.989514808976416,368,null,0.36800000000000027]
[null,null,null,null,null,59.989515549561681,369,null,0.36900000000000027]
[null,null,null,null,null,59.989516290122104,370,null,0.37000000000000027]
[null,null,null,null,null,59.989517030657687,371,null,0.37100000000000027]
[null,null,null,null,null,59.98951777116843,372,null,0.37200000000000027]
[null,null,null,null,null,59.989518511654339,373,null,0.37300000000000028]
[null,null,null,null,null,59.989519252115414,374,null,0.37400000000000028]
[null,null,null,null,null,59.989519992551649,375,null,0.37500000000000028]
[null,null,null,null,null,59.989520732963051,376,null,0.37600000000000028]
[null,null,null,null,null,59.989521473349619,377,null,0.37700000000000028]
[null,null,null,null,null,59.989522213711354,378,null,0.37800000000000028]
[null,null,null,null,null,59.989522954048255,379,null,0.37900000000000028]
[null,null,null,null,null,59.989523694360329,380,null,0.38000000000000028]
[null,null,null,null,null,59.989524434647571,381,null,0.38100000000000028]
[null,null,null,null,null,59.989525174909986,382,null,0.38200000000000028]
[null,null,null,null,null,59.989525915147567,383,null,0.38300000000000028]
[null,null,null,null,null,59.989526655360329,384,null,0.38400000000000029]
[null,null,null,null,null,59.989527395548265,385,null,0.38500000000000029]
[null,null,null,null,null,59.989528135711367,386,null,0.38600000000000029]
[null,null,null,null,null,59.989528875849651,387,null,0.38700000000000029]
[null,null,null,null,null,59.989529615963114,388,null,0.38800000000000029]
[null,null,null,null,null,59.989530356051752,389,null,0.38900000000000029]
[null,null,null,null,null,59.989531096115563,390,null,0.39000000000000029]
[null,null,null,null,null,59.989531836154562,391,null,0.39100000000000029]
[null,null,null,null,null,59.989532576168735,392,null,0.39200000000000029]
[null,null,null,null,null,59.989533316158095,393,null,0.39300000000000029]
[null,null,null,null,null,59.989534056122636,394,null,0.39400000000000029]
[null,null,null,null,null,59.989534796062358,395,null,0.3950000000000003]
[null,null,null,null,null,59.989535535977268,396,null,0.3960000000000003]
[null,null,null,null,null,59.989536275867358,397,null,0.3970000000000003]
[null,null,null,null,null,59.989537015732637,398,null,0.3980000000000003]
[null,null,null,null,null,59.989537755573103,399,null,0.3990000000000003]
[null,null,null,null,null,59.989538495388757,400,null,0.4000000000000003]
[null,null,null,null,null,59.989539235179599,401,null,0.4010000000000003]
[null,null,null,null,null,59.989539974945629,402,null,0.4020000000000003]
[null,null,null,null,null,59.989540714686854,403,null,0.4030000000000003]
[null,null,null,null,null,59.989541454403266,404,null,0.4040000000000003]
[null,null,null,null,null,59.989542194094874,405,null,0.4050000000000003]
[null,null,null,null,null,59.989542933761676,406,null,0.40600000000000031]
[null,null,null,null,null,59.989543673403666,407,null,0.40700000000000031]
[null,null,null,null,null,59.989544413020859,408,null,0.40800000000000031]
[null,null,null,null,null,59.989545152613246,409,null,0.40900000000000031]
[null,null,null,null,null,59.989545892180828,410,null,0.41000000000000031]
[null,null,null,null,null,59.989546631723613,411,null,0.41100000000000031]
[null,null,null,null,null,59.989547371241592,412,null,0.41200000000000031]
[null,null,null,null,null,59.989548110734773,413,null,0.41300000000000031]
[null,null,null,null,null,59.989548850203157,414,null,0.41400000000000031]
[null,null,null,null,null,59.989549589646742,415,null,0.41500000000000031]
[null,null,null,null,null,59.98955032906553,416,null,0.41600000000000031]
[null,null,null,null,null,59.989551068459519,417,null,0.41700000000000031]
[null,null,null,null,null,59.989551807828718,418,null,0.41800000000000032]
[null,null,null,null,null,59.989552547173119,419,null,0.41900000000000032]
[null,null,null,null,null,59.989553286492729,420,null,0.42000000000000032]
[null,null,null,null,null,59.989554025787541,421,null,0.42100000000000032]
[null,null,null,null,null,59.989554765057569,422,null,0.42200000000000032]
[null,null,null,null,null,59.9895555043028,423,null,0.42300000000000032]
[null,null,null,null,null,59.989556243523246,424,null,0.42400000000000032]
[null,null,null,null,null,59.989556982718902,425,null,0.42500000000000032]
[null,null,null,null,null,59.989557721889767,426,null,0.42600000000000032]
[null,null,null,null,null,59.989558461035848,427,null,0.42700000000000032]
[null,null,null,null,null,59.989559200157146,428,null,0.42800000000000032]
[null,null,null,null,null,59.98955993925366,429,null,0.42900000000000033]
[null,null,null,null,null,59.989560678325383,430,null,0.43000000000000033]
[null,null,null,null,null,59.989561417372329,431,null,0.43100000000000033]
[null,null,null,null,null,59.989562156394491,432,null,0.43200000000000033]
[null,null,null,null,null,59.98956289539187,433,null,0.43300000000000033]
[null,null,null,null,null,59.989563634364465,434,null,0.43400000000000033]
[null,null,null,null,null,59.989564373312291,435,null,0.43500000000000033]
[null,null,null,null,null,59.989565112235333,436,null,0.43600000000000033]
[null,null,null,null,null,59.989565851133598,437,null,0.43700000000000033]
[null,null,null,null,null,59.989566590007087,438,null,0.43800000000000033]
[null,null,null,null,null,59.989567328855799,439,null,0.43900000000000033]
[null,null,null,null,null,59.989568067679734,440,null,0.44000000000000034]
[null,null,null,null,null,59.9895688064789,441,null,0.44100000000000034]
[null,null,null,null,null,59.989569545253289,442,null,0.44200000000000034]
[null,null,null,null,null,59.989570284002909,443,null,0.44300000000000034]
[null,null,null,null,null,59.989571022727759,444,null,0.44400000000000034]
[null,null,null,null,null,59.98957176142784,445,null,0.44500000000000034]
[null,null,null,null,null,59.989572500103151,446,null,0.44600000000000034]
[null,null,null,null,null,59.989573238753692,447,null,0.44700000000000034]
[null,null,null,null,null,59.989573977379465,448,null,0.44800000000000034]
[null,null,null,null,null,59.989574715980474,449,null,0.44900000000000034]
[null,null,null,null,null,59.989575454556721,450,null,0.45000000000000034]
[null,null,null,null,null,59.989576193108199,451,null,0.45100000000000035]
[null,null,null,null,null,59.989576931634915,452,null,0.45200000000000035]
[null,null,null,null,null,59.989577670136867,453,null,0.45300000000000035]
[null,null,null,null,null,59.989578408614058,454,null,0.45400000000000035]
[null,null,null,null,null,59.989579147066486,455,null,0.45500000000000035]
[null,null,null,null,null,59.989579885494159,456,null,0.45600000000000035]
[null,null,null,null,null,59.989580623897069,457,null,0.45700000000000035]
[null,null,null,null,null,59.989581362275224,458,null,0.45800000000000035]
[null,null,null,null,null,59.989582100628624,459,null,0.45900000000000035]
[null,null,null,null,null,59.989582838957269,460,null,0.46000000000000035]
[null,null,null,null,null,59.989583577261151,461,null,0.46100000000000035]
[null,null,null,null,null,59.989584315540284,462,null,0.46200000000000035]
[null,null,null,null,null,59.989585053794663,463,null,0.46300000000000036]
[null,null,null,null,null,59.989585792024293,464,null,0.46400000000000036]
[null,null,null,null,null,59.989586530229168,465,null,0.46500000000000036]
[null,null,null,null,null,59.989587268409295,466,null,0.46600000000000036]
[null,null,null,null,null,59.989588006564674,467,null,0.46700000000000036]
[null,null,null,null,null,59.989588744695297,468,null,0.46800000000000036]
[null,null,null,null,null,59.989589482801179,469,null,0.46900000000000036]
[null,null,null,null,null,59.989590220882313,470,null,0.47000000000000036]
[null,null,null,null,null,59.989590958938706,471,null,0.47100000000000036]
[null,null,null,null,null,59.989591696970344,472,null,0.47200000000000036]
[null,null,null,null,null,59.989592434977247,473,null,0.47300000000000036]
[null,null,null,null,null,59.989593172959403,474,null,0.47400000000000037]
[null,null,null,null,null,59.989593910916817,475,null,0.47500000000000037]
[null,null,null,null,null,59.98959464884949,476,null,0.47600000000000037]
[null,null,null,null,null,59.989595386757429,477,null,0.47700000000000037]
[null,null,null,null,null,59.98959612464062,478,null,0.47800000000000037]
[null,null,null,null,null,59.989596862499077,479,null,0.47900000000000037]
[null,null,null,null,null,59.9895976003328,480,null,0.48000000000000037]
[null,null,null,null,null,59.989598338141782,481,null,0.48100000000000037]
[null,null,null,null,null,59.98959907592603,482,null,0.48200000000000037]
[null,null,null,null,null,59.989599813685544,483,null,0.48300000000000037]
[null,null,null,null,null,59.989600551420324,484,null,0.48400000000000037]
[null,null,null,null,null,59.98960128913037,485,null,0.48500000000000038]
[null,null,null,null,null,59.989602026815682,486,null,0.48600000000000038]
[null,null,null,null,null,59.989602764476267,487,null,0.48700000000000038]
[null,null,null,null,null,59.989603502112125,488,null,0.48800000000000038]
[null,null,null,null,null,59.989604239723249,489,null,0.48900000000000038]
[null,null,null,null,null,59.989604977309646,490,null,0.49000000000000038]
[null,null,null,null,null,59.989605714871317,491,null,0.49100000000000038]
[null,null,null,null,null,59.989606452408268,492,null,0.49200000000000038]
[null,null,null,null,null,59.989607189920484,493,null,0.49300000000000038]
[null,null,null,null,null,59.989607927407981,494,null,0.49400000000000038]
[null,null,null,null,null,59.989608664870758,495,null,0.49500000000000038]
[null,null,null,null,null,59.989609402308808,496,null,0.49600000000000039]
[null,null,null,null,null,59.989610139722132,497,null,0.49700000000000039]
[null,null,null,null,null,59.989610877110742,498,null,0.49800000000000039]
[null,null,null,null,null,59.989611614474633,499,null,0.49900000000000039]
[null,null,null,null,null,59.989612351813804,500,null,0.50000000000000033]
[null,null,null,null,null,59.989613089128255,501,null,0.50100000000000033]
[null,null,null,null,null,59.989613826417994,502,null,0.50200000000000033]
[null,null,null,null,null,59.989614563683013,503,null,0.50300000000000034]
[null,null,null,null,null,59.989615300923319,504,null,0.50400000000000034]
[null,null,null,null,null,59.989616038138912,505,null,0.50500000000000034]
[null,null,null,null,null,59.989616775329786,506,null,0.50600000000000034]
[null,null,null,null,null,59.989617512495954,507,null,0.50700000000000034]
[null,null,null,null,null,59.98961824963741,508,null,0.50800000000000034]
[null,null,null,null,null,59.989618986754152,509,null,0.50900000000000034]
[null,null,null,null,null,59.989619723846189,510,null,0.51000000000000034]
[null,null,null,null,null,59.989620460913521,511,null,0.51100000000000034]
[null,null,null,null,null,59.98962119795614,512,null,0.51200000000000034]
[null,null,null,null,null,59.989621934974053,513,null,0.51300000000000034]
[null,null,null,null,null,59.989622671967261,514,null,0.51400000000000035]
[null,null,null,null,null,59.989623408935763,515,null,0.51500000000000035]
[null,null,null,null,null,59.989624145879567,516,null,0.51600000000000035]
[null,null,null,null,null,59.989624882798665,517,null,0.51700000000000035]
[null,null,null,null,null,59.989625619693058,518,null,0.51800000000000035]
[null,null,null,null,null,59.989626356562752,519,null,0.51900000000000035]
[null,null,null,null,null,59.989627093407748,520,null,0.52000000000000035]
[null,null,null,null,null,59.989627830228045,521,null,0.52100000000000035]
[null,null,null,null,null,59.989628567023644,522,null,0.52200000000000035]
[null,null,null,null,null,59.989629303794544,523,null,0.52300000000000035]
[null,null,null,null,null,59.989630040540746,524,null,0.52400000000000035]
[null,null,null,null,null,59.989630777262256,525,null,0.52500000000000036]
[null,null,null,null,null,59.989631513959068,526,null,0.52600000000000036]
[null,null,null,null,null,59.989632250631189,527,null,0.52700000000000036]
[null,null,null,null,null,59.989632987278618,528,null,0.52800000000000036]
[null,null,null,null,null,59.989633723901356,529,null,0.52900000000000036]
[null,null,null,null,null,59.989634460499403,530,null,0.53000000000000036]
[null,null,null,null,null,59.989635197072758,531,null,0.53100000000000036]
[null,null,null,null,null,59.989635933621429,532,null,0.53200000000000036]
[null,null,null,null,null,59.989636670145408,533,null,0.53300000000000036]
[null,null,null,null,null,59.989637406644704,534,null,0.53400000000000036]
[null,null,null,null,null,59.989638143119315,535,null,0.53500000000000036]
[null,null,null,null,null,59.989638879569235,536,null,0.53600000000000037]
[null,null,null,null,null,59.98963961599447,537,null,0.53700000000000037]
[null,null,null,null,null,59.989640352395028,538,null,0.53800000000000037]
[null,null,null,null,null,59.989641088770902,539,null,0.53900000000000037]
[null,null,null,null,null,59.989641825122092,540,null,0.54000000000000037]
[null,null,null,null,null,59.989642561448605,541,null,0.54100000000000037]
[null,null,null,null,null,59.98964329775044,542,null,0.54200000000000037]
[null,null,null,null,null,59.989644034027592,543,null,0.54300000000000037]
[null,null,null,null,null,59.989644770280066,544,null,0.54400000000000037]
[null,null,null,null,null,59.98964550650787,545,null,0.54500000000000037]
[null,null,null,null,null,59.98964624271099,546,null,0.54600000000000037]
[null,null,null,null,null,59.989646978889439,547,null,0.54700000000000037]
[null,null,null,null,null,59.989647715043212,548,null,0.54800000000000038]
[null,null,null,null,null,59.989648451172314,549,null,0.54900000000000038]
[null,null,null,null,null,59.989649187276747,550,null,0.55000000000000038]
[null,null,null,null,null,59.989649923356509,551,null,0.55100000000000038]
[null,null,null,null,null,59.989650659411595,552,null,0.55200000000000038]
[null,null,null,null,null,59.989651395442017,553,null,0.55300000000000038]
[null,null,null,null,null,59.98965213144777,554,null,0.55400000000000038]
[null,null,null,null,null,59.989652867428852,555,null,0.55500000000000038]
[null,null,null,null,null,59.989653603385271,556,null,0.55600000000000038]
[null,null,null,null,null,59.989654339317021,557,null,0.55700000000000038]
[null,null,null,null,null,59.989655075224107,558,null,0.55800000000000038]
[null,null,null,null,null,59.989655811106537,559,null,0.55900000000000039]
[null,null,null,null,null,59.989656546964298,560,null,0.56000000000000039]
[null,null,null,null,null,59.989657282797396,561,null,0.56100000000000039]
[null,null,null,null,null,59.989658018605837,562,null,0.56200000000000039]
[null,null,null,null,null,59.989658754389616,563,null,0.56300000000000039]
[null,null,null,null,null,59.989659490148732,564,null,0.56400000000000039]
[null,null,null,null,null,59.989660225883199,565,null,0.56500000000000039]
[null,null,null,null,null,59.989660961593003,566,null,0.56600000000000039]
[null,null,null,null,null,59.989661697278152,567,null,0.56700000000000039]
[null,null,null,null,null,59.989662432938644,568,null,0.56800000000000039]
[null,null,null,null,null,59.989663168574488,569,null,0.56900000000000039]
[null,null,null,null,null,59.989663904185669,570,null,0.5700000000000004]
[null,null,null,null,null,59.989664639772208,571,null,0.5710000000000004]
[null,null,null,null,null,59.989665375334084,572,null,0.5720000000000004]
[null,null,null,null,null,59.989666110871319,573,null,0.5730000000000004]
[null,null,null,null,null,59.989666846383898,574,null,0.5740000000000004]
[null,null,null,null,null,59.989667581871835,575,null,0.5750000000000004]
[null,null,null,null,null,59.989668317335116,576,null,0.5760000000000004]
[null,null,null,null,null,59.989669052773756,577,null,0.5770000000000004]
[null,null,null,null,null,59.989669788187754,578,null,0.5780000000000004]
[null,null,null,null,null,59.989670523577097,579,null,0.5790000000000004]
[null,null,null,null,null,59.989671258941804,580,null,0.5800000000000004]
[null,null,null,null,null,59.989671994281863,581,null,0.58100000000000041]
[null,null,null,null,null,59.989672729597281,582,null,0.58200000000000041]
[null,null,null,null,null,59.989673464888057,583,null,0.58300000000000041]
[null,null,null,null,null,59.989674200154198,584,null,0.58400000000000041]
[null,null,null,null,null,59.989674935395691,585,null,0.58500000000000041]
[null,null,null,null,null,59.989675670612556,586,null,0.58600000000000041]
[null,null,null,null,null,59.989676405804772,587,null,0.58700000000000041]
[null,null,null,null,null,59.989677140972361,588,null,0.58800000000000041]
[null,null,null,null,null,59.989677876115309,589,null,0.58900000000000041]
[null,null,null,null,null,59.989678611233622,590,null,0.59000000000000041]
[null,null,null,null,null,59.9896793463273,591,null,0.59100000000000041]
[null,null,null,null,null,59.989680081396351,592,null,0.59200000000000041]
[null,null,null,null,null,59.989680816440767,593,null,0.59300000000000042]
[null,null,null,null,null,59.989681551460549,594,null,0.59400000000000042]
[null,null,null,null,null,59.989682286455704,595,null,0.59500000000000042]
[null,null,null,null,null,59.989683021426231,596,null,0.59600000000000042]
[null,null,null,null,null,59.989683756372123,597,null,0.59700000000000042]
[null,null,null,null,null,59.989684491293396,598,null,0.59800000000000042]
[null,null,null,null,null,59.989685226190041,599,null,0.59900000000000042]
[null,null,null,null,null,59.989685961062058,600,null,0.60000000000000042]
[null,null,null,null,null,59.989686695909448,601,null,0.60100000000000042]
[null,null,null,null,null,59.989687430732218,602,null,0.60200000000000042]
[null,null,null,null,null,59.989688165530367,603,null,0.60300000000000042]
[null,null,null,null,null,59.989688900303889,604,null,0.60400000000000043]
[null,null,null,null,null,59.989689635052798,605,null,0.60500000000000043]
[null,null,null,null,null,59.98969036977708,606,null,0.60600000000000043]
[null,null,null,null,null,59.989691104476748,607,null,0.60700000000000043]
[null,null,null,null,null,59.989691839151796,608,null,0.60800000000000043]
[null,null,null,null,null,59.989692573802223,609,null,0.60900000000000043]
[null,null,null,null,null,59.989693308428038,610,null,0.61000000000000043]
[null,null,null,null,null,59.989694043029239,611,null,0.61100000000000043]
[null,null,null,null,null,59.98969477760582,612,null,0.61200000000000043]
[null,null,null,null,null,59.989695512157795,613,null,0.61300000000000043]
[null,null,null,null,null,59.989696246685156,614,null,0.61400000000000043]
[null,null,null,null,null,59.989696981187898,615,null,0.61500000000000044]
[null,null,null,null,null,59.98969771566604,616,null,0.61600000000000044]
[null,null,null,null,null,59.989698450119562,617,null,0.61700000000000044]
[null,null,null,null,null,59.989699184548485,618,null,0.61800000000000044]
[null,null,null,null,null,59.989699918952795,619,null,0.61900000000000044]
[null,null,null,null,null,59.989700653332498,620,null,0.62000000000000044]
[null,null,null,null,null,59.989701387687596,621,null,0.62100000000000044]
[null,null,null,null,null,59.989702122018087,622,null,0.62200000000000044]
[null,null,null,null,null,59.989702856323973,623,null,0.62300000000000044]
[null,null,null,null,null,59.989703590605259,624,null,0.62400000000000044]
[null,null,null,null,null,59.989704324861947,625,null,0.62500000000000044]
[null,null,null,null,null,59.989705059094028,626,null,0.62600000000000044]
[null,null,null,null,null,59.989705793301503,627,null,0.62700000000000045]
[null,null,null,null,null,59.989706527484387,628,null,0.62800000000000045]
[null,null,null,null,null,59.989707261642671,629,null,0.62900000000000045]
[null,null,null,null,null,59.989707995776357,630,null,0.63000000000000045]
[null,null,null,null,null,59.98970872988545,631,null,0.63100000000000045]
[null,null,null,null,null,59.989709463969938,632,null,0.63200000000000045]
[null,null,null,null,null,59.98971019802984,633,null,0.63300000000000045]
[null,null,null,null,null,59.989710932065144,634,null,0.63400000000000045]
[null,null,null,null,null,59.989711666075856,635,null,0.63500000000000045]
[null,null,null,null,null,59.989712400061975,636,null,0.63600000000000045]
[null,null,null,null,null,59.989713134023503,637,null,0.63700000000000045]
[null,null,null,null,null,59.98971386796044,638,null,0.63800000000000046]
[null,null,null,null,null,59.989714601872791,639,null,0.63900000000000046]
[null,null,null,null,null,59.98971533576055,640,null,0.64000000000000046]
[null,null,null,null,null,59.989716069623725,641,null,0.64100000000000046]
[null,null,null,null,null,59.989716803462308,642,null,0.64200000000000046]
[null,null,null,null,null,59.989717537276313,643,null,0.64300000000000046]
[null,null,null,null,null,59.989718271065726,644,null,0.64400000000000046]
[null,null,null,null,null,59.989719004830562,645,null,0.64500000000000046]
[null,null,null,null,null,59.989719738570813,646,null,0.64600000000000046]
[null,null,null,null,null,59.989720472286479,647,null,0.64700000000000046]
[null,null,null,null,null,59.989721205977567,648,null,0.64800000000000046]
[null,null,null,null,null,59.989721939644078,649,null,0.64900000000000047]
[null,null,null,null,null,59.989722673286003,650,null,0.65000000000000047]
[null,null,null,null,null,59.989723406903352,651,null,0.65100000000000047]
[null,null,null,null,null,59.989724140496129,652,null,0.65200000000000047]
[null,null,null,null,null,59.989724874064322,653,null,0.65300000000000047]
[null,null,null,null,null,59.989725607607944,654,null,0.65400000000000047]
[null,null,null,null,null,59.989726341126996,655,null,0.65500000000000047]
[null,null,null,null,null,59.98972707462147,656,null,0.65600000000000047]
[null,null,null,null,null,59.989727808091367,657,null,0.65700000000000047]
[null,null,null,null,null,59.989728541536699,658,null,0.65800000000000047]
[null,null,null,null,null,59.989729274957455,659,null,0.65900000000000047]
[null,null,null,null,null,59.989730008353646,660,null,0.66000000000000048]
[null,null,null,null,null,59.989730741725268,661,null,0.66100000000000048]
[null,null,null,null,null,59.989731475072318,662,null,0.66200000000000048]
[null,null,null,null,null,59.989732208394805,663,null,0.66300000000000048]
[null,null,null,null,null,59.989732941692722,664,null,0.66400000000000048]
[null,null,null,null,null,59.989733674966075,665,null,0.66500000000000048]
[null,null,null,null,null,59.989734408214865,666,null,0.66600000000000048]
[null,null,null,null,null,59.989735141439091,667,null,0.66700000000000048]
[null,null,null,null,null,59.989735874638754,668,null,0.66800000000000048]
[null,null,null,null,null,59.98973660781386,669,null,0.66900000000000048]
[null,null,null,null,null,59.989737340964403,670,null,0.67000000000000048]
[null,null,null,null,null,59.989738074090383,671,null,0.67100000000000048]
[null,null,null,null,null,59.989738807191806,672,null,0.67200000000000049]
[null,null,null,null,null,59.989739540268673,673,null,0.67300000000000049]
[null,null,null,null,null,59.989740273320983,674,null,0.67400000000000049]
[null,null,null,null,null,59.989741006348737,675,null,0.67500000000000049]
[null,null,null,null,null,59.989741739351935,676,null,0.67600000000000049]
[null,null,null,null,null,59.989742472330583,677,null,0.67700000000000049]
[null,null,null,null,null,59.989743205284675,678,null,0.67800000000000049]
[null,null,null,null,null,59.989743938214211,679,null,0.67900000000000049]
[null,null,null,null,null,59.989744671119198,680,null,0.68000000000000049]
[null,null,null,null,null,59.989745403999635,681,null,0.68100000000000049]
[null,null,null,null,null,59.989746136855523,682,null,0.68200000000000049]
[null,null,null,null,null,59.989746869686869,683,null,0.6830000000000005]
[null,null,null,null,null,59.989747602493658,684,null,0.6840000000000005]
[null,null,null,null,null,59.989748335275905,685,null,0.6850000000000005]
[null,null,null,null,null,59.989749068033603,686,null,0.6860000000000005]
[null,null,null,null,null,59.989749800766759,687,null,0.6870000000000005]
[null,null,null,null,null,59.989750533475373,688,null,0.6880000000000005]
[null,null,null,null,null,59.989751266159438,689,null,0.6890000000000005]
[null,null,null,null,null,59.989751998818967,690,null,0.6900000000000005]
[null,null,null,null,null,59.989752731453947,691,null,0.6910000000000005]
[null,null,null,null,null,59.989753464064393,692,null,0.6920000000000005]
[null,null,null,null,null,59.989754196650303,693,null,0.6930000000000005]
[null,null,null,null,null,59.989754929211671,694,null,0.69400000000000051]
[null,null,null,null,null,59.989755661748504,695,null,0.69500000000000051]
[null,null,null,null,null,59.989756394260795,696,null,0.69600000000000051]
[null,null,null,null,null,59.98975712674855,697,null,0.69700000000000051]
[null,null,null,null,null,59.989757859211778,698,null,0.69800000000000051]
[null,null,null,null,null,59.989758591650464,699,null,0.69900000000000051]
[null,null,null,null,null,59.989759324064622,700,null,0.70000000000000051]
[null,null,null,null,null,59.989760056454251,701,null,0.70100000000000051]
[null,null,null,null,null,59.989760788819346,702,null,0.70200000000000051]
[null,null,null,null,null,59.989761521159913,703,null,0.70300000000000051]
[null,null,null,null,null,59.989762253475945,704,null,0.70400000000000051]
[null,null,null,null,null,59.989762985767456,705,null,0.70500000000000052]
[null,null,null,null,null,59.989763718034432,706,null,0.70600000000000052]
[null,null,null,null,null,59.989764450276887,707,null,0.70700000000000052]
[null,null,null,null,null,59.989765182494821,708,null,0.70800000000000052]
[null,null,null,null,null,59.989765914688221,709,null,0.70900000000000052]
[null,null,null,null,null,59.989766646857106,710,null,0.71000000000000052]
[null,null,null,null,null,59.989767379001464,711,null,0.71100000000000052]
[null,null,null,null,null,59.9897681111213,712,null,0.71200000000000052]
[null,null,null,null,null,59.989768843216616,713,null,0.71300000000000052]
[null,null,null,null,null,59.989769575287411,714,null,0.71400000000000052]
[null,null,null,null,null,59.989770307333693,715,null,0.71500000000000052]
[null,null,null,null,null,59.989771039355453,716,null,0.71600000000000052]
[null,null,null,null,null,59.989771771352693,717,null,0.71700000000000053]
[null,null,null,null,null,59.989772503325419,718,null,0.71800000000000053]
[null,null,null,null,null,59.989773235273631,719,null,0.71900000000000053]
[null,null,null,null,null,59.98977396719733,720,null,0.72000000000000053]
[null,null,null,null,null,59.989774699096515,721,null,0.72100000000000053]
[null,null,null,null,null,59.989775430971186,722,null,0.72200000000000053]
[null,null,null,null,null,59.989776162821343,723,null,0.72300000000000053]
[null,null,null,null,null,59.989776894646994,724,null,0.72400000000000053]
[null,null,null,null,null,59.989777626448138,725,null,0.72500000000000053]
[null,null,null,null,null,59.989778358224768,726,null,0.72600000000000053]
[null,null,null,null,null,59.989779089976892,727,null,0.72700000000000053]
[null,null,null,null,null,59.989779821704509,728,null,0.72800000000000054]
[null,null,null,null,null,59.98978055340762,729,null,0.72900000000000054]
[null,null,null,null,null,59.989781285086224,730,null,0.73000000000000054]
[null,null,null,null,null,59.989782016740328,731,null,0.73100000000000054]
[null,null,null,null,null,59.989782748369926,732,null,0.73200000000000054]
[null,null,null,null,null,59.989783479975024,733,null,0.73300000000000054]
[null,null,null,null,null,59.989784211555616,734,null,0.73400000000000054]
[null,null,null,null,null,59.989784943111715,735,null,0.73500000000000054]
[null,null,null,null,null,59.989785674643308,736,null,0.73600000000000054]
[null,null,null,null,null,59.989786406150408,737,null,0.73700000000000054]
[null,null,null,null,null,59.989787137633002,738,null,0.73800000000000054]
[null,null,null,null,null,59.98978786909111,739,null,0.73900000000000055]
[null,null,null,null,null,59.989788600524712,740,null,0.74000000000000055]
[null,null,null,null,null,59.989789331933828,741,null,0.74100000000000055]
[null,null,null,null,null,59.989790063318445,742,null,0.74200000000000055]
[null,null,null,null,null,59.989790794678569,743,null,0.74300000000000055]
[null,null,null,null,null,59.989791526014201,744,null,0.74400000000000055]
[null,null,null,null,null,59.989792257325348,745,null,0.74500000000000055]
[null,null,null,null,null,59.989792988611995,746,null,0.74600000000000055]
[null,null,null,null,null,59.989793719874157,747,null,0.74700000000000055]
[null,null,null,null,null,59.989794451111834,748,null,0.74800000000000055]
[null,null,null,null,null,59.989795182325025,749,null,0.74900000000000055]
[null,null,null,null,null,59.989795913513724,750,null,0.75000000000000056]
[null,null,null,null,null,59.989796644677938,751,null,0.75100000000000056]
[null,null,null,null,null,59.989797375817666,752,null,0.75200000000000056]
[null,null,null,null,null,59.989798106932916,753,null,0.75300000000000056]
[null,null,null,null,null,59.989798838023681,754,null,0.75400000000000056]
[null,null,null,null,null,59.989799569089961,755,null,0.75500000000000056]
[null,null,null,null,null,59.989800300131762,756,null,0.75600000000000056]
[null,null,null,null,null,59.989801031149085,757,null,0.75700000000000056]
[null,null,null,null,null,59.989801762141923,758,null,0.75800000000000056]
[null,null,null,null,null,59.98980249311029,759,null,0.75900000000000056]
[null,null,null,null,null,59.989803224054171,760,null,0.76000000000000056]
[null,null,null,null,null,59.989803954973581,761,null,0.76100000000000056]
[null,null,null,null,null,59.989804685868521,762,null,0.76200000000000057]
[null,null,null,null,null,59.989805416738982,763,null,0.76300000000000057]
[null,null,null,null,null,59.989806147584964,764,null,0.76400000000000057]
[null,null,null,null,null,59.989806878406476,765,null,0.76500000000000057]
[null,null,null,null,null,59.989807609203524,766,null,0.76600000000000057]
[null,null,null,null,null,59.989808339976094,767,null,0.76700000000000057]
[null,null,null,null,null,59.989809070724192,768,null,0.76800000000000057]
[null,null,null,null,null,59.989809801447826,769,null,0.76900000000000057]
[null,null,null,null,null,59.98981053214699,770,null,0.77000000000000057]
[null,null,null,null,null,59.989811262821689,771,null,0.77100000000000057]
[null,null,null,null,null,59.989811993471918,772,null,0.77200000000000057]
[null,null,null,null,null,59.989812724097682,773,null,0.77300000000000058]
[null,null,null,null,null,59.989813454698989,774,null,0.77400000000000058]
[null,null,null,null,null,59.989814185275826,775,null,0.77500000000000058]
[null,null,null,null,null,59.989814915828198,776,null,0.77600000000000058]
[null,null,null,null,null,59.989815646356114,777,null,0.77700000000000058]
[null,null,null,null,null,59.989816376859565,778,null,0.77800000000000058]
[null,null,null,null,null,59.98981710733856,779,null,0.77900000000000058]
[null,null,null,null,null,59.989817837793098,780,null,0.78000000000000058]
[null,null,null,null,null,59.989818568223171,781,null,0.78100000000000058]
[null,null,null,null,null,59.989819298628795,782,null,0.78200000000000058]
[null,null,null,null,null,59.989820029009955,783,null,0.78300000000000058]
[null,null,null,null,null,59.989820759366665,784,null,0.78400000000000059]
[null,null,null,null,null,59.989821489698919,785,null,0.78500000000000059]
[null,null,null,null,null,59.989822220006722,786,null,0.78600000000000059]
[null,null,null,null,null,59.989822950290076,787,null,0.78700000000000059]
[null,null,null,null,null,59.989823680548973,788,null,0.78800000000000059]
[null,null,null,null,null,59.98982441078342,789,null,0.78900000000000059]
[null,null,null,null,null,59.989825140993418,790,null,0.79000000000000059]
[null,null,null,null,null,59.989825871178965,791,null,0.79100000000000059]
[null,null,null,null,null,59.989826601340063,792,null,0.79200000000000059]
[null,null,null,null,null,59.989827331476718,793,null,0.79300000000000059]
[null,null,null,null,null,59.989828061588931,794,null,0.79400000000000059]
[null,null,null,null,null,59.989828791676693,795,null,0.7950000000000006]
[null,null,null,null,null,59.989829521740013,796,null,0.7960000000000006]
[null,null,null,null,null,59.989830251778891,797,null,0.7970000000000006]
[null,null,null,null,null,59.989830981793325,798,null,0.7980000000000006]
[null,null,null,null,null,59.989831711783317,799,null,0.7990000000000006]
[null,null,null,null,null,59.989832441748867,800,null,0.8000000000000006]
[null,null,null,null,null,59.98983317168998,801,null,0.8010000000000006]
[null,null,null,null,null,59.989833901606659,802,null,0.8020000000000006]
[null,null,null,null,null,59.989834631498894,803,null,0.8030000000000006]
[null,null,null,null,null,59.989835361366694,804,null,0.8040000000000006]
[null,null,null,null,null,59.989836091210059,805,null,0.8050000000000006]
[null,null,null,null,null,59.989836821028987,806,null,0.8060000000000006]
[null,null,null,null,null,59.989837550823481,807,null,0.80700000000000061]
[null,null,null,null,null,59.989838280593546,808,null,0.80800000000000061]
[null,null,null,null,null,59.989839010339175,809,null,0.80900000000000061]
[null,null,null,null,null,59.989839740060376,810,null,0.81000000000000061]
[null,null,null,null,null,59.989840469757148,811,null,0.81100000000000061]
[null,null,null,null,null,59.989841199429485,812,null,0.81200000000000061]
[null,null,null,null,null,59.9898419290774,813,null,0.81300000000000061]
[null,null,null,null,null,59.98984265870088,814,null,0.81400000000000061]
[null,null,null,null,null,59.989843388299938,815,null,0.81500000000000061]
[null,null,null,null,null,59.989844117874576,816,null,0.81600000000000061]
[null,null,null,null,null,59.989844847424777,817,null,0.81700000000000061]
[null,null,null,null,null,59.989845576950565,818,null,0.81800000000000062]
[null,null,null,null,null,59.989846306451923,819,null,0.81900000000000062]
[null,null,null,null,null,59.989847035928861,820,null,0.82000000000000062]
[null,null,null,null,null,59.989847765381384,821,null,0.82100000000000062]
[null,null,null,null,null,59.989848494809479,822,null,0.82200000000000062]
[null,null,null,null,null,59.98984922421316,823,null,0.82300000000000062]
[null,null,null,null,null,59.989849953592419,824,null,0.82400000000000062]
[null,null,null,null,null,59.989850682947264,825,null,0.82500000000000062]
[null,null,null,null,null,59.989851412277687,826,null,0.82600000000000062]
[null,null,null,null,null,59.989852141583697,827,null,0.82700000000000062]
[null,null,null,null,null,59.989852870865292,828,null,0.82800000000000062]
[null,null,null,null,null,59.98985360012248,829,null,0.82900000000000063]
[null,null,null,null,null,59.989854329355246,830,null,0.83000000000000063]
[null,null,null,null,null,59.989855058563606,831,null,0.83100000000000063]
[null,null,null,null,null,59.989855787747551,832,null,0.83200000000000063]
[null,null,null,null,null,59.989856516907089,833,null,0.83300000000000063]
[null,null,null,null,null,59.98985724604222,834,null,0.83400000000000063]
[null,null,null,null,null,59.989857975152944,835,null,0.83500000000000063]
[null,null,null,null,null,59.989858704239253,836,null,0.83600000000000063]
[null,null,null,null,null,59.989859433301163,837,null,0.83700000000000063]
[null,null,null,null,null,59.989860162338665,838,null,0.83800000000000063]
[null,null,null,null,null,59.989860891351761,839,null,0.83900000000000063]
[null,null,null,null,null,59.989861620340456,840,null,0.84000000000000064]
[null,null,null,null,null,59.989862349304744,841,null,0.84100000000000064]
[null,null,null,null,null,59.989863078244632,842,null,0.84200000000000064]
[null,null,null,null,null,59.98986380716012,843,null,0.84300000000000064]
[null,null,null,null,null,59.989864536051215,844,null,0.84400000000000064]
[null,null,null,null,null,59.989865264917903,845,null,0.84500000000000064]
[null,null,null,null,null,59.989865993760191,846,null,0.84600000000000064]
[null,null,null,null,null,59.989866722578086,847,null,0.84700000000000064]
[null,null,null,null,null,59.989867451371587,848,null,0.84800000000000064]
[null,null,null,null,null,59.989868180140689,849,null,0.84900000000000064]
[null,null,null,null,null,59.989868908885398,850,null,0.85000000000000064]
[null,null,null,null,null,59.989869637605715,851,null,0.85100000000000064]
[null,null,null,null,null,59.989870366301638,852,null,0.85200000000000065]
[null,null,null,null,null,59.989871094973168,853,null,0.85300000000000065]
[null,null,null,null,null,59.989871823620312,854,null,0.85400000000000065]
[null,null,null,null,null,59.989872552243064,855,null,0.85500000000000065]
[null,null,null,null,null,59.989873280841422,856,null,0.85600000000000065]
[null,null,null,null,null,59.989874009415402,857,null,0.85700000000000065]
[null,null,null,null,null,59.989874737964989,858,null,0.85800000000000065]
[null,null,null,null,null,59.98987546649019,859,null,0.85900000000000065]
[null,null,null,null,null,59.989876194991005,860,null,0.86000000000000065]
[null,null,null,null,null,59.989876923467435,861,null,0.86100000000000065]
[null,null,null,null,null,59.989877651919485,862,null,0.86200000000000065]
[null,null,null,null,null,59.98987838034715,863,null,0.86300000000000066]
[null,null,null,null,null,59.989879108750436,864,null,0.86400000000000066]
[null,null,null,null,null,59.989879837129344,865,null,0.86500000000000066]
[null,null,null,null,null,59.989880565483865,866,null,0.86600000000000066]
[null,null,null,null,null,59.989881293814015,867,null,0.86700000000000066]
[null,null,null,null,null,59.989882022119787,868,null,0.86800000000000066]
[null,null,null,null,null,59.989882750401179,869,null,0.86900000000000066]
[null,null,null,null,null,59.989883478658193,870,null,0.87000000000000066]
[null,null,null,null,null,59.989884206890835,871,null,0.87100000000000066]
[null,null,null,null,null,59.989884935099099,872,null,0.87200000000000066]
[null,null,null,null,null,59.98988566328299,873,null,0.87300000000000066]
[null,null,null,null,null,59.989886391442518,874,null,0.87400000000000067]
[null,null,null,null,null,59.989887119577666,875,null,0.87500000000000067]
[null,null,null,null,null,59.989887847688443,876,null,0.87600000000000067]
[null,null,null,null,null,59.989888575774856,877,null,0.87700000000000067]
[null,null,null,null,null,59.989889303836897,878,null,0.87800000000000067]
[null,null,null,null,null,59.989890031874573,879,null,0.87900000000000067]
[null,null,null,null,null,59.989890759887878,880,null,0.88000000000000067]
[null,null,null,null,null,59.989891487876818,881,null,0.88100000000000067]
[null,null,null,null,null,59.989892215841394,882,null,0.88200000000000067]
[null,null,null,null,null,59.989892943781605,883,null,0.88300000000000067]
[null,null,null,null,null,59.989893671697459,884,null,0.88400000000000067]
[null,null,null,null,null,59.989894399588948,885,null,0.88500000000000068]
[null,null,null,null,null,59.989895127456073,886,null,0.88600000000000068]
[null,null,null,null,null,59.98989585529884,887,null,0.88700000000000068]
[null,null,null,null,null,59.989896583117243,888,null,0.88800000000000068]
[null,null,null,null,null,59.989897310911289,889,null,0.88900000000000068]
[null,null,null,null,null,59.989898038680984,890,null,0.89000000000000068]
[null,null,null,null,null,59.989898766426315,891,null,0.89100000000000068]
[null,null,null,null,null,59.989899494147295,892,null,0.89200000000000068]
[null,null,null,null,null,59.989900221843918,893,null,0.89300000000000068]
[null,null,null,null,null,59.989900949516183,894,null,0.89400000000000068]
[null,null,null,null,null,59.989901677164106,895,null,0.89500000000000068]
[null,null,null,null,null,59.989902404787671,896,null,0.89600000000000068]
[null,null,null,null,null,59.989903132386878,897,null,0.89700000000000069]
[null,null,null,null,null,59.989903859961743,898,null,0.89800000000000069]
[null,null,null,null,null,59.989904587512257,899,null,0.89900000000000069]
[null,null,null,null,null,59.98990531503842,900,null,0.90000000000000069]
[null,null,null,null,null,59.989906042540241,901,null,0.90100000000000069]
[null,null,null,null,null,59.989906770017711,902,null,0.90200000000000069]
[null,null,null,null,null,59.989907497470838,903,null,0.90300000000000069]
[null,null,null,null,null,59.989908224899622,904,null,0.90400000000000069]
[null,null,null,null,null,59.989908952304056,905,null,0.90500000000000069]
[null,null,null,null,null,59.989909679684153,906,null,0.90600000000000069]
[null,null,null,null,null,59.989910407039908,907,null,0.90700000000000069]
[null,null,null,null,null,59.989911134371319,908,null,0.9080000000000007]
[null,null,null,null,null,59.989911861678387,909,null,0.9090000000000007]
[null,null,null,null,null,59.989912588961118,910,null,0.9100000000000007]
[null,null,null,null,null,59.989913316219514,911,null,0.9110000000000007]
[null,null,null,null,null,59.989914043453574,912,null,0.9120000000000007]
[null,null,null,null,null,59.98991477066329,913,null,0.9130000000000007]
[null,null,null,null,null,59.989915497848678,914,null,0.9140000000000007]
[null,null,null,null,null,59.989916225009729,915,null,0.9150000000000007]
[null,null,null,null,null,59.989916952146444,916,null,0.9160000000000007]
[null,null,null,null,null,59.989917679258824,917,null,0.9170000000000007]
[null,null,null,null,null,59.989918406346881,918,null,0.9180000000000007]
[null,null,null,null,null,59.989919133410602,919,null,0.91900000000000071]
[null,null,null,null,null,59.989919860449987,920,null,0.92000000000000071]
[null,null,null,null,null,59.989920587465051,921,null,0.92100000000000071]
[null,null,null,null,null,59.989921314455785,922,null,0.92200000000000071]
[null,null,null,null,null,59.98992204142219,923,null,0.92300000000000071]
[null,null,null,null,null,59.989922768364274,924,null,0.92400000000000071]
[null,null,null,null,null,59.989923495282028,925,null,0.92500000000000071]
[null,null,null,null,null,59.98992422217546,926,null,0.92600000000000071]
[null,null,null,null,null,59.989924949044564,927,null,0.92700000000000071]
[null,null,null,null,null,59.989925675889346,928,null,0.92800000000000071]
[null,null,null,null,null,59.989926402709813,929,null,0.92900000000000071]
[null,null,null,null,null,59.989927129505951,930,null,0.93000000000000071]
[null,null,null,null,null,59.989927856277774,931,null,0.93100000000000072]
[null,null,null,null,null,59.989928583025275,932,null,0.93200000000000072]
[null,null,null,null,null,59.989929309748462,933,null,0.93300000000000072]
[null,null,null,null,null,59.989930036447326,934,null,0.93400000000000072]
[null,null,null,null,null,59.989930763121876,935,null,0.93500000000000072]
[null,null,null,null,null,59.989931489772111,936,null,0.93600000000000072]
[null,null,null,null,null,59.989932216398032,937,null,0.93700000000000072]
[null,null,null,null,null,59.989932942999644,938,null,0.93800000000000072]
[null,null,null,null,null,59.989933669576935,939,null,0.93900000000000072]
[null,null,null,null,null,59.989934396129918,940,null,0.94000000000000072]
[null,null,null,null,null,59.989935122658594,941,null,0.94100000000000072]
[null,null,null,null,null,59.989935849162954,942,null,0.94200000000000073]
[null,null,null,null,null,59.989936575643007,943,null,0.94300000000000073]
[null,null,null,null,null,59.989937302098753,944,null,0.94400000000000073]
[null,null,null,null,null,59.989938028530197,945,null,0.94500000000000073]
[null,null,null,null,null,59.989938754937327,946,null,0.94600000000000073]
[null,null,null,null,null,59.989939481320157,947,null,0.94700000000000073]
[null,null,null,null,null,59.989940207678679,948,null,0.94800000000000073]
[null,null,null,null,null,59.9899409340129,949,null,0.94900000000000073]
[null,null,null,null,null,59.989941660322813,950,null,0.95000000000000073]
[null,null,null,null,null,59.989942386608433,951,null,0.95100000000000073]
[null,null,null,null,null,59.989943112869746,952,null,0.95200000000000073]
[null,null,null,null,null,59.989943839106758,953,null,0.95300000000000074]
[null,null,null,null,null,59.989944565319476,954,null,0.95400000000000074]
[null,null,null,null,null,59.989945291507894,955,null,0.95500000000000074]
[null,null,null,null,null,59.989946017672018,956,null,0.95600000000000074]
[null,null,null,null,null,59.989946743811842,957,null,0.95700000000000074]
[null,null,null,null,null,59.989947469927372,958,null,0.95800000000000074]
[null,null,null,null,null,59.989948196018609,959,null,0.95900000000000074]
[null,null,null,null,null,59.989948922085546,960,null,0.96000000000000074]
[null,null,null,null,null,59.989949648128196,961,null,0.96100000000000074]
[null,null,null,null,null,59.989950374146559,962,null,0.96200000000000074]
[null,null,null,null,null,59.989951100140622,963,null,0.96300000000000074]
[null,null,null,null,null,59.989951826110406,964,null,0.96400000000000075]
[null,null,null,null,null,59.989952552055897,965,null,0.96500000000000075]
[null,null,null,null,null,59.989953277977094,966,null,0.96600000000000075]
[null,null,null,null,null,59.989954003874011,967,null,0.96700000000000075]
[null,null,null,null,null,59.989954729746636,968,null,0.96800000000000075]
[null,null,null,null,null,59.989955455594981,969,null,0.96900000000000075]
[null,null,null,null,null,59.989956181419039,970,null,0.97000000000000075]
[null,null,null,null,null,59.989956907218819,971,null,0.97100000000000075]
[null,null,null,null,null,59.989957632994312,972,null,0.97200000000000075]
[null,null,null,null,null,59.989958358745525,973,null,0.97300000000000075]
[null,null,null,null,null,59.989959084472453,974,null,0.97400000000000075]
[null,null,null,null,null,59.989959810175108,975,null,0.97500000000000075]
[null,null,null,null,null,59.989960535853484,976,null,0.97600000000000076]
[null,null,null,null,null,59.989961261507574,977,null,0.97700000000000076]
[null,null,null,null,null,59.989961987137399,978,null,0.97800000000000076]
[null,null,null,null,null,59.989962712742937,979,null,0.97900000000000076]
[null,null,null,null,null,59.989963438324203,980,null,0.98000000000000076]
[null,null,null,null,null,59.989964163881197,981,null,0.98100000000000076]
[null,null,null,null,null,59.989964889413919,982,null,0.98200000000000076]
[null,null,null,null,null,59.989965614922369,983,null,0.98300000000000076]
[null,null,null,null,null,59.989966340406546,984,null,0.98400000000000076]
[null,null,null,null,null,59.989967065866452,985,null,0.98500000000000076]
[null,null,null,null,null,59.989967791302092,986,null,0.98600000000000076]
[null,null,null,null,null,59.989968516713461,987,null,0.98700000000000077]
[null,null,null,null,null,59.989969242100557,988,null,0.98800000000000077]
[null,null,null,null,null,59.989969967463395,989,null,0.98900000000000077]
[null,null,null,null,null,59.989970692801961,990,null,0.99000000000000077]
[null,null,null,null,null,59.989971418116262,991,null,0.99100000000000077]
[null,null,null,null,null,59.989972143406298,992,null,0.99200000000000077]
[null,null,null,null,null,59.989972868672076,993,null,0.99300000000000077]
[null,null,null,null,null,59.989973593913589,994,null,0.99400000000000077]
[null,null,null,null,null,59.989974319130845,995,null,0.99500000000000077]
[null,null,null,null,null,59.989975044323835,996,null,0.99600000000000077]
[null,null,null,null,null,59.989975769492567,997,null,0.99700000000000077]
[null,null,null,null,null,59.989976494637041,998,null,0.99800000000000078]
[null,null,null,null,null,59.989977219757257,999,null,0.99900000000000078]
[null,null,null,null,null,59.989977944853216,1000,null,1.0000000000000007]
[null,null,null,null,null,59.989978669924923,1001,null,1.0010000000000006]
[null,null,null,null,null,59.989979394972366,1002,null,1.0020000000000004]
[null,null,null,null,null,59.989980119995565,1003,null,1.0030000000000003]
[null,null,null,null,null,59.989980844994506,1004,null,1.0040000000000002]
[null,null,null,null,null,59.989981569969196,1005,null,1.0050000000000001]
[null,null,null,null,null,59.989982294919635,1006,null,1.006]
[null,null,null,null,null,59.989983019845823,1007,null,1.0069999999999999]
[null,null,null,null,null,59.989983744747761,1008,null,1.0079999999999998]
[null,null,null,null,null,59.989984469625448,1009,null,1.0089999999999997]
[null,null,null,null,null,59.989985194478891,1010,null,1.0099999999999996]
[null,null,null,null,null,59.989985919308083,1011,null,1.0109999999999995]
[null,null,null,null,null,59.989986644113038,1012,null,1.0119999999999993]
[null,null,null,null,null,59.989987368893743,1013,null,1.0129999999999992]
[null,null,null,null,null,59.989988093650204,1014,null,1.0139999999999991]
[null,null,null,null,null,59.989988818382422,1015,null,1.014999999999999]
[null,null,null,null,null,59.989989543090395,1016,null,1.0159999999999989]
[null,null,null,null,null,59.989990267774132,1017,null,1.0169999999999988]
[null,null,null,null,null,59.989990992433626,1018,null,1.0179999999999987]
[null,null,null,null,null,59.989991717068882,1019,null,1.0189999999999986]
[null,null,null,null,null,59.989992441679895,1020,null,1.0199999999999985]
[null,null,null,null,null,59.989993166266679,1021,null,1.0209999999999984]
[null,null,null,null,null,59.989993890829219,1022,null,1.0219999999999982]
[null,null,null,null,null,59.989994615367522,1023,null,1.0229999999999981]
[null,null,null,null,null,59.989995339881595,1024,null,1.023999999999998]
[null,null,null,null,null,59.989996064371432,1025,null,1.0249999999999979]
[null,null,null,null,null,59.98999678883704,1026,null,1.0259999999999978]
[null,null,null,null,null,59.989997513278411,1027,null,1.0269999999999977]
[null,null,null,null,null,59.989998237695552,1028,null,1.0279999999999976]
[null,null,null,null,null,59.989998962088464,1029,null,1.0289999999999975]
[null,null,null,null,null,59.989999686457146,1030,null,1.0299999999999974]
[null,null,null,null,null,59.990000410801599,1031,null,1.0309999999999973]
[null,null,null,null,null,59.99000113512183,1032,null,1.0319999999999971]
[null,null,null,null,null,59.990001859417831,1033,null,1.032999999999997]
[null,null,null,null,null,59.990002583689602,1034,null,1.0339999999999969]
[null,null,null,null,null,59.990003307937151,1035,null,1.0349999999999968]
[null,null,null,null,null,59.990004032160478,1036,null,1.0359999999999967]
[null,null,null,null,null,59.990004756359582,1037,null,1.0369999999999966]
[null,null,null,null,null,59.990005480534464,1038,null,1.0379999999999965]
[null,null,null,null,null,59.990006204685123,1039,null,1.0389999999999964]
[null,null,null,null,null,59.99000692881156,1040,null,1.0399999999999963]
[null,null,null,null,null,59.990007652913782,1041,null,1.0409999999999962]
[null,null,null,null,null,59.990008376991781,1042,null,1.041999999999996]
[null,null,null,null,null,59.990009101045565,1043,null,1.0429999999999959]
[null,null,null,null,null,59.990009825075134,1044,null,1.0439999999999958]
[null,null,null,null,null,59.990010549080488,1045,null,1.0449999999999957]
[null,null,null,null,null,59.990011273061626,1046,null,1.0459999999999956]
[null,null,null,null,null,59.990011997018549,1047,null,1.0469999999999955]
[null,null,null,null,null,59.990012720951256,1048,null,1.0479999999999954]
[null,null,null,null,null,59.990013444859756,1049,null,1.0489999999999953]
[null,null,null,null,null,59.99001416874404,1050,null,1.0499999999999952]
[null,null,null,null,null,59.990014892604123,1051,null,1.050999999999995]
[null,null,null,null,null,59.99001561643999,1052,null,1.0519999999999949]
[null,null,null,null,null,59.99001634025165,1053,null,1.0529999999999948]
[null,null,null,null,null,59.990017064039101,1054,null,1.0539999999999947]
[null,null,null,null,null,59.990017787802344,1055,null,1.0549999999999946]
[null,null,null,null,null,59.990018511541386,1056,null,1.0559999999999945]
[null,null,null,null,null,59.99001923525622,1057,null,1.0569999999999944]
[null,null,null,null,null,59.990019958946853,1058,null,1.0579999999999943]
[null,null,null,null,null,59.990020682613284,1059,null,1.0589999999999942]
[null,null,null,null,null,59.990021406255508,1060,null,1.0599999999999941]
[null,null,null,null,null,59.990022129873537,1061,null,1.0609999999999939]
[null,null,null,null,null,59.990022853467366,1062,null,1.0619999999999938]
[null,null,null,null,null,59.990023577036993,1063,null,1.0629999999999937]
[null,null,null,null,null,59.990024300582419,1064,null,1.0639999999999936]
[null,null,null,null,null,59.990025024103652,1065,null,1.0649999999999935]
[null,null,null,null,null,59.990025747600683,1066,null,1.0659999999999934]
[null,null,null,null,null,59.990026471073527,1067,null,1.0669999999999933]
[null,null,null,null,null,59.99002719452217,1068,null,1.0679999999999932]
[null,null,null,null,null,59.99002791794662,1069,null,1.0689999999999931]
[null,null,null,null,null,59.990028641346875,1070,null,1.069999999999993]
[null,null,null,null,null,59.990029364722943,1071,null,1.0709999999999928]
[null,null,null,null,null,59.990030088074818,1072,null,1.0719999999999927]
[null,null,null,null,null,59.990030811402505,1073,null,1.0729999999999926]
[null,null,null,null,null,59.990031534705999,1074,null,1.0739999999999925]
[null,null,null,null,null,59.990032257985305,1075,null,1.0749999999999924]
[null,null,null,null,null,59.990032981240425,1076,null,1.0759999999999923]
[null,null,null,null,null,59.990033704471358,1077,null,1.0769999999999922]
[null,null,null,null,null,59.990034427678111,1078,null,1.0779999999999921]
[null,null,null,null,null,59.99003515086067,1079,null,1.078999999999992]
[null,null,null,null,null,59.99003587401905,1080,null,1.0799999999999919]
[null,null,null,null,null,59.990036597153249,1081,null,1.0809999999999917]
[null,null,null,null,null,59.990037320263262,1082,null,1.0819999999999916]
[null,null,null,null,null,59.990038043349102,1083,null,1.0829999999999915]
[null,null,null,null,null,59.990038766410755,1084,null,1.0839999999999914]
[null,null,null,null,null,59.990039489448229,1085,null,1.0849999999999913]
[null,null,null,null,null,59.990040212461523,1086,null,1.0859999999999912]
[null,null,null,null,null,59.990040935450644,1087,null,1.0869999999999911]
[null,null,null,null,null,59.990041658415585,1088,null,1.087999999999991]
[null,null,null,null,null,59.990042381356353,1089,null,1.0889999999999909]
[null,null,null,null,null,59.990043104272949,1090,null,1.0899999999999908]
[null,null,null,null,null,59.990043827165366,1091,null,1.0909999999999906]
[null,null,null,null,null,59.990044550033616,1092,null,1.0919999999999905]
[null,null,null,null,null,59.990045272877687,1093,null,1.0929999999999904]
[null,null,null,null,null,59.990045995697592,1094,null,1.0939999999999903]
[null,null,null,null,null,59.990046718493325,1095,null,1.0949999999999902]
[null,null,null,null,null,59.990047441264892,1096,null,1.0959999999999901]
[null,null,null,null,null,59.990048164012286,1097,null,1.09699999999999]
[null,null,null,null,null,59.990048886735515,1098,null,1.0979999999999899]
[null,null,null,null,null,59.990049609434578,1099,null,1.0989999999999898]
[null,null,null,null,null,59.990050332109476,1100,null,1.0999999999999897]
[null,null,null,null,null,59.990051054760208,1101,null,1.1009999999999895]
[null,null,null,null,null,59.990051777386782,1102,null,1.1019999999999894]
[null,null,null,null,null,59.990052499989183,1103,null,1.1029999999999893]
[null,null,null,null,null,59.990053222567433,1104,null,1.1039999999999892]
[null,null,null,null,null,59.990053945121517,1105,null,1.1049999999999891]
[null,null,null,null,null,59.990054667651435,1106,null,1.105999999999989]
[null,null,null,null,null,59.990055390157202,1107,null,1.1069999999999889]
[null,null,null,null,null,59.990056112638811,1108,null,1.1079999999999888]
[null,null,null,null,null,59.990056835096254,1109,null,1.1089999999999887]
[null,null,null,null,null,59.990057557529546,1110,null,1.1099999999999886]
[null,null,null,null,null,59.990058279938687,1111,null,1.1109999999999884]
[null,null,null,null,null,59.990059002323669,1112,null,1.1119999999999883]
[null,null,null,null,null,59.9900597246845,1113,null,1.1129999999999882]
[null,null,null,null,null,59.990060447021172,1114,null,1.1139999999999881]
[null,null,null,null,null,59.9900611693337,1115,null,1.114999999999988]
[null,null,null,null,null,59.990061891622069,1116,null,1.1159999999999879]
[null,null,null,null,null,59.990062613886295,1117,null,1.1169999999999878]
[null,null,null,null,null,59.990063336126369,1118,null,1.1179999999999877]
[null,null,null,null,null,59.990064058342298,1119,null,1.1189999999999876]
[null,null,null,null,null,59.990064780534077,1120,null,1.1199999999999875]
[null,null,null,null,null,59.990065502701711,1121,null,1.1209999999999873]
[null,null,null,null,null,59.990066224845194,1122,null,1.1219999999999872]
[null,null,null,null,null,59.990066946964539,1123,null,1.1229999999999871]
[null,null,null,null,null,59.990067669059734,1124,null,1.123999999999987]
[null,null,null,null,null,59.990068391130791,1125,null,1.1249999999999869]
[null,null,null,null,null,59.990069113177704,1126,null,1.1259999999999868]
[null,null,null,null,null,59.99006983520048,1127,null,1.1269999999999867]
[null,null,null,null,null,59.990070557199111,1128,null,1.1279999999999866]
[null,null,null,null,null,59.990071279173605,1129,null,1.1289999999999865]
[null,null,null,null,null,59.990072001123963,1130,null,1.1299999999999863]
[null,null,null,null,null,59.990072723050183,1131,null,1.1309999999999862]
[null,null,null,null,null,59.990073444952266,1132,null,1.1319999999999861]
[null,null,null,null,null,59.990074166830212,1133,null,1.132999999999986]
[null,null,null,null,null,59.990074888684028,1134,null,1.1339999999999859]
[null,null,null,null,null,59.990075610513706,1135,null,1.1349999999999858]
[null,null,null,null,null,59.990076332319248,1136,null,1.1359999999999857]
[null,null,null,null,null,59.990077054100666,1137,null,1.1369999999999856]
[null,null,null,null,null,59.990077775857948,1138,null,1.1379999999999855]
[null,null,null,null,null,59.990078497591107,1139,null,1.1389999999999854]
[null,null,null,null,null,59.990079219300128,1140,null,1.1399999999999852]
[null,null,null,null,null,59.990079940985026,1141,null,1.1409999999999851]
[null,null,null,null,null,59.990080662645795,1142,null,1.141999999999985]
[null,null,null,null,null,59.990081384282433,1143,null,1.1429999999999849]
[null,null,null,null,null,59.990082105894956,1144,null,1.1439999999999848]
[null,null,null,null,null,59.990082827483349,1145,null,1.1449999999999847]
[null,null,null,null,null,59.990083549047618,1146,null,1.1459999999999846]
[null,null,null,null,null,59.990084270587765,1147,null,1.1469999999999845]
[null,null,null,null,null,59.990084992103789,1148,null,1.1479999999999844]
[null,null,null,null,null,59.99008571359569,1149,null,1.1489999999999843]
[null,null,null,null,null,59.990086435063475,1150,null,1.1499999999999841]
[null,null,null,null,null,59.990087156507137,1151,null,1.150999999999984]
[null,null,null,null,null,59.990087877926683,1152,null,1.1519999999999839]
[null,null,null,null,null,59.990088599322114,1153,null,1.1529999999999838]
[null,null,null,null,null,59.990089320693428,1154,null,1.1539999999999837]
[null,null,null,null,null,59.990090042040627,1155,null,1.1549999999999836]
[null,null,null,null,null,59.99009076336371,1156,null,1.1559999999999835]
[null,null,null,null,null,59.990091484662678,1157,null,1.1569999999999834]
[null,null,null,null,null,59.990092205937536,1158,null,1.1579999999999833]
[null,null,null,null,null,59.990092927188279,1159,null,1.1589999999999832]
[null,null,null,null,null,59.990093648414913,1160,null,1.159999999999983]
[null,null,null,null,null,59.990094369617438,1161,null,1.1609999999999829]
[null,null,null,null,null,59.990095090795855,1162,null,1.1619999999999828]
[null,null,null,null,null,59.990095811950155,1163,null,1.1629999999999827]
[null,null,null,null,null,59.990096533080354,1164,null,1.1639999999999826]
[null,null,null,null,null,59.990097254186452,1165,null,1.1649999999999825]
[null,null,null,null,null,59.990097975268441,1166,null,1.1659999999999824]
[null,null,null,null,null,59.990098696326321,1167,null,1.1669999999999823]
[null,null,null,null,null,59.990099417360099,1168,null,1.1679999999999822]
[null,null,null,null,null,59.990100138369776,1169,null,1.1689999999999821]
[null,null,null,null,null,59.990100859355351,1170,null,1.1699999999999819]
[null,null,null,null,null,59.990101580316825,1171,null,1.1709999999999818]
[null,null,null,null,null,59.990102301254197,1172,null,1.1719999999999817]
[null,null,null,null,null,59.990103022167474,1173,null,1.1729999999999816]
[null,null,null,null,null,59.99010374305665,1174,null,1.1739999999999815]
[null,null,null,null,null,59.990104463921732,1175,null,1.1749999999999814]
[null,null,null,null,null,59.990105184762712,1176,null,1.1759999999999813]
[null,null,null,null,null,59.990105905579604,1177,null,1.1769999999999812]
[null,null,null,null,null,59.990106626372395,1178,null,1.1779999999999811]
[null,null,null,null,null,59.990107347141091,1179,null,1.178999999999981]
[null,null,null,null,null,59.9901080678857,1180,null,1.1799999999999808]
[null,null,null,null,null,59.990108788606214,1181,null,1.1809999999999807]
[null,null,null,null,null,59.990109509302641,1182,null,1.1819999999999806]
[null,null,null,null,null,59.990110229974974,1183,null,1.1829999999999805]
[null,null,null,null,null,59.990110950623219,1184,null,1.1839999999999804]
[null,null,null,null,null,59.990111671247377,1185,null,1.1849999999999803]
[null,null,null,null,null,59.990112391847447,1186,null,1.1859999999999802]
[null,null,null,null,null,59.99011311242343,1187,null,1.1869999999999801]
[null,null,null,null,null,59.990113832975325,1188,null,1.18799999999998]
[null,null,null,null,null,59.99011455350314,1189,null,1.1889999999999799]
[null,null,null,null,null,59.990115274006868,1190,null,1.1899999999999797]
[null,null,null,null,null,59.990115994486516,1191,null,1.1909999999999796]
[null,null,null,null,null,59.990116714942076,1192,null,1.1919999999999795]
[null,null,null,null,null,59.990117435373563,1193,null,1.1929999999999794]
[null,null,null,null,null,59.990118155780962,1194,null,1.1939999999999793]
[null,null,null,null,null,59.990118876164289,1195,null,1.1949999999999792]
[null,null,null,null,null,59.990119596523535,1196,null,1.1959999999999791]
[null,null,null,null,null,59.990120316858707,1197,null,1.196999999999979]
[null,null,null,null,null,59.9901210371698,1198,null,1.1979999999999789]
[null,null,null,null,null,59.990121757456812,1199,null,1.1989999999999787]
[null,null,null,null,null,59.990122477719758,1200,null,1.1999999999999786]
[null,null,null,null,null,59.990123197958624,1201,null,1.2009999999999785]
[null,null,null,null,null,59.990123918173424,1202,null,1.2019999999999784]
[null,null,null,null,null,59.990124638364144,1203,null,1.2029999999999783]
[null,null,null,null,null,59.990125358530797,1204,null,1.2039999999999782]
[null,null,null,null,null,59.990126078673384,1205,null,1.2049999999999781]
[null,null,null,null,null,59.990126798791898,1206,null,1.205999999999978]
[null,null,null,null,null,59.990127518886339,1207,null,1.2069999999999779]
[null,null,null,null,null,59.990128238956721,1208,null,1.2079999999999778]
[null,null,null,null,null,59.99012895900303,1209,null,1.2089999999999776]
[null,null,null,null,null,59.99012967902528,1210,null,1.2099999999999775]
[null,null,null,null,null,59.990130399023464,1211,null,1.2109999999999774]
[null,null,null,null,null,59.990131118997581,1212,null,1.2119999999999773]
[null,null,null,null,null,59.990131838947633,1213,null,1.2129999999999772]
[null,null,null,null,null,59.990132558873633,1214,null,1.2139999999999771]
[null,null,null,null,null,59.990133278775559,1215,null,1.214999999999977]
[null,null,null,null,null,59.990133998653434,1216,null,1.2159999999999769]
[null,null,null,null,null,59.99013471850725,1217,null,1.2169999999999768]
[null,null,null,null,null,59.990135438337006,1218,null,1.2179999999999767]
[null,null,null,null,null,59.990136158142704,1219,null,1.2189999999999765]
[null,null,null,null,null,59.990136877924343,1220,null,1.2199999999999764]
[null,null,null,null,null,59.99013759768193,1221,null,1.2209999999999763]
[null,null,null,null,null,59.990138317415457,1222,null,1.2219999999999762]
[null,null,null,null,null,59.990139037124933,1223,null,1.2229999999999761]
[null,null,null,null,null,59.990139756810358,1224,null,1.223999999999976]
[null,null,null,null,null,59.99014047647173,1225,null,1.2249999999999759]
[null,null,null,null,null,59.990141196109057,1226,null,1.2259999999999758]
[null,null,null,null,null,59.990141915722326,1227,null,1.2269999999999757]
[null,null,null,null,null,59.99014263531155,1228,null,1.2279999999999756]
[null,null,null,null,null,59.990143354876722,1229,null,1.2289999999999754]
[null,null,null,null,null,59.990144074417849,1230,null,1.2299999999999753]
[null,null,null,null,null,59.990144793934931,1231,null,1.2309999999999752]
[null,null,null,null,null,59.990145513427962,1232,null,1.2319999999999751]
[null,null,null,null,null,59.990146232896954,1233,null,1.232999999999975]
[null,null,null,null,null,59.990146952341902,1234,null,1.2339999999999749]
[null,null,null,null,null,59.990147671762806,1235,null,1.2349999999999748]
[null,null,null,null,null,59.990148391159664,1236,null,1.2359999999999747]
[null,null,null,null,null,59.990149110532485,1237,null,1.2369999999999746]
[null,null,null,null,null,59.990149829881261,1238,null,1.2379999999999745]
[null,null,null,null,null,59.990150549206007,1239,null,1.2389999999999743]
[null,null,null,null,null,59.990151268506708,1240,null,1.2399999999999742]
[null,null,null,null,null,59.990151987783371,1241,null,1.2409999999999741]
[null,null,null,null,null,59.990152707036003,1242,null,1.241999999999974]
[null,null,null,null,null,59.990153426264591,1243,null,1.2429999999999739]
[null,null,null,null,null,59.990154145469155,1244,null,1.2439999999999738]
[null,null,null,null,null,59.990154864649675,1245,null,1.2449999999999737]
[null,null,null,null,null,59.990155583806171,1246,null,1.2459999999999736]
[null,null,null,null,null,59.99015630293863,1247,null,1.2469999999999735]
[null,null,null,null,null,59.990157022047057,1248,null,1.2479999999999734]
[null,null,null,null,null,59.990157741131455,1249,null,1.2489999999999732]
[null,null,null,null,null,59.990158460191822,1250,null,1.2499999999999731]
[null,null,null,null,null,59.990159179228165,1251,null,1.250999999999973]
[null,null,null,null,null,59.990159898240478,1252,null,1.2519999999999729]
[null,null,null,null,null,59.990160617228767,1253,null,1.2529999999999728]
[null,null,null,null,null,59.990161336193026,1254,null,1.2539999999999727]
[null,null,null,null,null,59.990162055133261,1255,null,1.2549999999999726]
[null,null,null,null,null,59.990162774049473,1256,null,1.2559999999999725]
[null,null,null,null,null,59.990163492941662,1257,null,1.2569999999999724]
[null,null,null,null,null,59.990164211809827,1258,null,1.2579999999999723]
[null,null,null,null,null,59.990164930653975,1259,null,1.2589999999999721]
[null,null,null,null,null,59.9901656494741,1260,null,1.259999999999972]
[null,null,null,null,null,59.990166368270209,1261,null,1.2609999999999719]
[null,null,null,null,null,59.990167087042295,1262,null,1.2619999999999718]
[null,null,null,null,null,59.990167805790371,1263,null,1.2629999999999717]
[null,null,null,null,null,59.990168524514424,1264,null,1.2639999999999716]
[null,null,null,null,null,59.99016924321446,1265,null,1.2649999999999715]
[null,null,null,null,null,59.990169961890487,1266,null,1.2659999999999714]
[null,null,null,null,null,59.990170680542491,1267,null,1.2669999999999713]
[null,null,null,null,null,59.990171399170492,1268,null,1.2679999999999712]
[null,null,null,null,null,59.990172117774478,1269,null,1.268999999999971]
[null,null,null,null,null,59.990172836354446,1270,null,1.2699999999999709]
[null,null,null,null,null,59.990173554910413,1271,null,1.2709999999999708]
[null,null,null,null,null,59.990174273442364,1272,null,1.2719999999999707]
[null,null,null,null,null,59.990174991950312,1273,null,1.2729999999999706]
[null,null,null,null,null,59.990175710434251,1274,null,1.2739999999999705]
[null,null,null,null,null,59.990176428894181,1275,null,1.2749999999999704]
[null,null,null,null,null,59.990177147330108,1276,null,1.2759999999999703]
[null,null,null,null,null,59.990177865742027,1277,null,1.2769999999999702]
[null,null,null,null,null,59.990178584129943,1278,null,1.27799999999997]
[null,null,null,null,null,59.990179302493857,1279,null,1.2789999999999699]
[null,null,null,null,null,59.990180020833769,1280,null,1.2799999999999698]
[null,null,null,null,null,59.990180739149679,1281,null,1.2809999999999697]
[null,null,null,null,null,59.990181457441587,1282,null,1.2819999999999696]
[null,null,null,null,null,59.990182175709499,1283,null,1.2829999999999695]
[null,null,null,null,null,59.99018289395341,1284,null,1.2839999999999694]
[null,null,null,null,null,59.990183612173325,1285,null,1.2849999999999693]
[null,null,null,null,null,59.990184330369246,1286,null,1.2859999999999692]
[null,null,null,null,null,59.990185048541164,1287,null,1.2869999999999691]
[null,null,null,null,null,59.990185766689095,1288,null,1.2879999999999689]
[null,null,null,null,null,59.990186484813023,1289,null,1.2889999999999688]
[null,null,null,null,null,59.990187202912963,1290,null,1.2899999999999687]
[null,null,null,null,null,59.990187920988909,1291,null,1.2909999999999686]
[null,null,null,null,null,59.990188639040866,1292,null,1.2919999999999685]
[null,null,null,null,null,59.990189357068836,1293,null,1.2929999999999684]
[null,null,null,null,null,59.99019007507281,1294,null,1.2939999999999683]
[null,null,null,null,null,59.990190793052797,1295,null,1.2949999999999682]
[null,null,null,null,null,59.990191511008796,1296,null,1.2959999999999681]
[null,null,null,null,null,59.990192228940813,1297,null,1.296999999999968]
[null,null,null,null,null,59.990192946848843,1298,null,1.2979999999999678]
[null,null,null,null,null,59.990193664732885,1299,null,1.2989999999999677]
[null,null,null,null,null,59.990194382592939,1300,null,1.2999999999999676]
[null,null,null,null,null,59.99019510042902,1301,null,1.3009999999999675]
[null,null,null,null,null,59.990195818241112,1302,null,1.3019999999999674]
[null,null,null,null,null,59.990196536029224,1303,null,1.3029999999999673]
[null,null,null,null,null,59.990197253793355,1304,null,1.3039999999999672]
[null,null,null,null,null,59.990197971533505,1305,null,1.3049999999999671]
[null,null,null,null,null,59.990198689249681,1306,null,1.305999999999967]
[null,null,null,null,null,59.990199406941876,1307,null,1.3069999999999669]
[null,null,null,null,null,59.990200124610091,1308,null,1.3079999999999667]
[null,null,null,null,null,59.990200842254332,1309,null,1.3089999999999666]
[null,null,null,null,null,59.990201559874599,1310,null,1.3099999999999665]
[null,null,null,null,null,59.990202277470893,1311,null,1.3109999999999664]
[null,null,null,null,null,59.990202995043219,1312,null,1.3119999999999663]
[null,null,null,null,null,59.990203712591565,1313,null,1.3129999999999662]
[null,null,null,null,null,59.990204430115938,1314,null,1.3139999999999661]
[null,null,null,null,null,59.990205147616344,1315,null,1.314999999999966]
[null,null,null,null,null,59.990205865092783,1316,null,1.3159999999999659]
[null,null,null,null,null,59.990206582545248,1317,null,1.3169999999999658]
[null,null,null,null,null,59.990207299973754,1318,null,1.3179999999999656]
[null,null,null,null,null,59.990208017378286,1319,null,1.3189999999999655]
[null,null,null,null,null,59.990208734758852,1320,null,1.3199999999999654]
[null,null,null,null,null,59.990209452115451,1321,null,1.3209999999999653]
[null,null,null,null,null,59.99021016944809,1322,null,1.3219999999999652]
[null,null,null,null,null,59.990210886756763,1323,null,1.3229999999999651]
[null,null,null,null,null,59.990211604041477,1324,null,1.323999999999965]
[null,null,null,null,null,59.990212321302231,1325,null,1.3249999999999649]
[null,null,null,null,null,59.990213038539018,1326,null,1.3259999999999648]
[null,null,null,null,null,59.990213755751846,1327,null,1.3269999999999647]
[null,null,null,null,null,59.990214472940721,1328,null,1.3279999999999645]
[null,null,null,null,null,59.990215190105637,1329,null,1.3289999999999644]
[null,null,null,null,null,59.990215907246593,1330,null,1.3299999999999643]
[null,null,null,null,null,59.99021662436359,1331,null,1.3309999999999642]
[null,null,null,null,null,59.990217341456635,1332,null,1.3319999999999641]
[null,null,null,null,null,59.990218058525727,1333,null,1.332999999999964]
[null,null,null,null,null,59.990218775570867,1334,null,1.3339999999999639]
[null,null,null,null,null,59.990219492592054,1335,null,1.3349999999999638]
[null,null,null,null,null,59.990220209589282,1336,null,1.3359999999999637]
[null,null,null,null,null,59.990220926562571,1337,null,1.3369999999999636]
[null,null,null,null,null,59.990221643511902,1338,null,1.3379999999999634]
[null,null,null,null,null,59.990222360437286,1339,null,1.3389999999999633]
[null,null,null,null,null,59.990223077338726,1340,null,1.3399999999999632]
[null,null,null,null,null,59.990223794216213,1341,null,1.3409999999999631]
[null,null,null,null,null,59.990224511069755,1342,null,1.341999999999963]
[null,null,null,null,null,59.990225227899352,1343,null,1.3429999999999629]
[null,null,null,null,null,59.99022594470501,1344,null,1.3439999999999628]
[null,null,null,null,null,59.990226661486716,1345,null,1.3449999999999627]
[null,null,null,null,null,59.990227378244484,1346,null,1.3459999999999626]
[null,null,null,null,null,59.990228094978313,1347,null,1.3469999999999624]
[null,null,null,null,null,59.990228811688198,1348,null,1.3479999999999623]
[null,null,null,null,null,59.990229528374144,1349,null,1.3489999999999622]
[null,null,null,null,null,59.990230245036152,1350,null,1.3499999999999621]
[null,null,null,null,null,59.990230961674222,1351,null,1.350999999999962]
[null,null,null,null,null,59.990231678288353,1352,null,1.3519999999999619]
[null,null,null,null,null,59.990232394878547,1353,null,1.3529999999999618]
[null,null,null,null,null,59.990233111444809,1354,null,1.3539999999999617]
[null,null,null,null,null,59.990233827987133,1355,null,1.3549999999999616]
[null,null,null,null,null,59.990234544505526,1356,null,1.3559999999999615]
[null,null,null,null,null,59.990235260999981,1357,null,1.3569999999999613]
[null,null,null,null,null,59.990235977470512,1358,null,1.3579999999999612]
[null,null,null,null,null,59.990236693917112,1359,null,1.3589999999999611]
[null,null,null,null,null,59.990237410339773,1360,null,1.359999999999961]
[null,null,null,null,null,59.990238126738511,1361,null,1.3609999999999609]
[null,null,null,null,null,59.990238843113325,1362,null,1.3619999999999608]
[null,null,null,null,null,59.990239559464207,1363,null,1.3629999999999607]
[null,null,null,null,null,59.990240275791159,1364,null,1.3639999999999606]
[null,null,null,null,null,59.990240992094193,1365,null,1.3649999999999605]
[null,null,null,null,null,59.990241708373297,1366,null,1.3659999999999604]
[null,null,null,null,null,59.990242424628484,1367,null,1.3669999999999602]
[null,null,null,null,null,59.990243140859739,1368,null,1.3679999999999601]
[null,null,null,null,null,59.990243857067078,1369,null,1.36899999999996]
[null,null,null,null,null,59.9902445732505,1370,null,1.3699999999999599]
[null,null,null,null,null,59.990245289409998,1371,null,1.3709999999999598]
[null,null,null,null,null,59.990246005545572,1372,null,1.3719999999999597]
[null,null,null,null,null,59.990246721657236,1373,null,1.3729999999999596]
[null,null,null,null,null,59.990247437744976,1374,null,1.3739999999999595]
[null,null,null,null,null,59.9902481538088,1375,null,1.3749999999999594]
[null,null,null,null,null,59.990248869848713,1376,null,1.3759999999999593]
[null,null,null,null,null,59.99024958586471,1377,null,1.3769999999999591]
[null,null,null,null,null,59.99025030185679,1378,null,1.377999999999959]
[null,null,null,null,null,59.99025101782496,1379,null,1.3789999999999589]
[null,null,null,null,null,59.99025173376922,1380,null,1.3799999999999588]
[null,null,null,null,null,59.990252449689571,1381,null,1.3809999999999587]
[null,null,null,null,null,59.990253165586005,1382,null,1.3819999999999586]
[null,null,null,null,null,59.990253881458528,1383,null,1.3829999999999585]
[null,null,null,null,null,59.99025459730715,1384,null,1.3839999999999584]
[null,null,null,null,null,59.990255313131861,1385,null,1.3849999999999583]
[null,null,null,null,null,59.99025602893267,1386,null,1.3859999999999582]
[null,null,null,null,null,59.990256744709569,1387,null,1.386999999999958]
[null,null,null,null,null,59.990257460462566,1388,null,1.3879999999999579]
[null,null,null,null,null,59.990258176191652,1389,null,1.3889999999999578]
[null,null,null,null,null,59.990258891896843,1390,null,1.3899999999999577]
[null,null,null,null,null,59.990259607578132,1391,null,1.3909999999999576]
[null,null,null,null,null,59.990260323235518,1392,null,1.3919999999999575]
[null,null,null,null,null,59.990261038869001,1393,null,1.3929999999999574]
[null,null,null,null,null,59.990261754478588,1394,null,1.3939999999999573]
[null,null,null,null,null,59.990262470064273,1395,null,1.3949999999999572]
[null,null,null,null,null,59.990263185626063,1396,null,1.3959999999999571]
[null,null,null,null,null,59.990263901163956,1397,null,1.3969999999999569]
[null,null,null,null,null,59.990264616677955,1398,null,1.3979999999999568]
[null,null,null,null,null,59.990265332168057,1399,null,1.3989999999999567]
[null,null,null,null,null,59.990266047634265,1400,null,1.3999999999999566]
[null,null,null,null,null,59.990266763076583,1401,null,1.4009999999999565]
[null,null,null,null,null,59.990267478495007,1402,null,1.4019999999999564]
[null,null,null,null,null,59.990268193889541,1403,null,1.4029999999999563]
[null,null,null,null,null,59.99026890926018,1404,null,1.4039999999999562]
[null,null,null,null,null,59.990269624606931,1405,null,1.4049999999999561]
[null,null,null,null,null,59.990270339929801,1406,null,1.405999999999956]
[null,null,null,null,null,59.990271055228774,1407,null,1.4069999999999558]
[null,null,null,null,null,59.990271770503867,1408,null,1.4079999999999557]
[null,null,null,null,null,59.990272485755071,1409,null,1.4089999999999556]
[null,null,null,null,null,59.990273200982386,1410,null,1.4099999999999555]
[null,null,null,null,null,59.990273916185828,1411,null,1.4109999999999554]
[null,null,null,null,null,59.990274631365374,1412,null,1.4119999999999553]
[null,null,null,null,null,59.990275346521045,1413,null,1.4129999999999552]
[null,null,null,null,null,59.990276061652835,1414,null,1.4139999999999551]
[null,null,null,null,null,59.990276776760744,1415,null,1.414999999999955]
[null,null,null,null,null,59.990277491844772,1416,null,1.4159999999999549]
[null,null,null,null,null,59.990278206904925,1417,null,1.4169999999999547]
[null,null,null,null,null,59.990278921941197,1418,null,1.4179999999999546]
[null,null,null,null,null,59.990279636953595,1419,null,1.4189999999999545]
[null,null,null,null,null,59.990280351942111,1420,null,1.4199999999999544]
[null,null,null,null,null,59.990281066906761,1421,null,1.4209999999999543]
[null,null,null,null,null,59.990281781847528,1422,null,1.4219999999999542]
[null,null,null,null,null,59.990282496764429,1423,null,1.4229999999999541]
[null,null,null,null,null,59.990283211657449,1424,null,1.423999999999954]
[null,null,null,null,null,59.990283926526608,1425,null,1.4249999999999539]
[null,null,null,null,null,59.990284641371886,1426,null,1.4259999999999537]
[null,null,null,null,null,59.990285356193304,1427,null,1.4269999999999536]
[null,null,null,null,null,59.990286070990848,1428,null,1.4279999999999535]
[null,null,null,null,null,59.990286785764525,1429,null,1.4289999999999534]
[null,null,null,null,null,59.990287500514334,1430,null,1.4299999999999533]
[null,null,null,null,null,59.990288215240277,1431,null,1.4309999999999532]
[null,null,null,null,null,59.990288929942359,1432,null,1.4319999999999531]
[null,null,null,null,null,59.990289644620574,1433,null,1.432999999999953]
[null,null,null,null,null,59.990290359274923,1434,null,1.4339999999999529]
[null,null,null,null,null,59.990291073905418,1435,null,1.4349999999999528]
[null,null,null,null,null,59.990291788512039,1436,null,1.4359999999999526]
[null,null,null,null,null,59.990292503094807,1437,null,1.4369999999999525]
[null,null,null,null,null,59.990293217653715,1438,null,1.4379999999999524]
[null,null,null,null,null,59.990293932188763,1439,null,1.4389999999999523]
[null,null,null,null,null,59.990294646699958,1440,null,1.4399999999999522]
[null,null,null,null,null,59.990295361187286,1441,null,1.4409999999999521]
[null,null,null,null,null,59.990296075650768,1442,null,1.441999999999952]
[null,null,null,null,null,59.99029679009039,1443,null,1.4429999999999519]
[null,null,null,null,null,59.990297504506159,1444,null,1.4439999999999518]
[null,null,null,null,null,59.990298218898069,1445,null,1.4449999999999517]
[null,null,null,null,null,59.990298933266132,1446,null,1.4459999999999515]
[null,null,null,null,null,59.990299647610343,1447,null,1.4469999999999514]
[null,null,null,null,null,59.9903003619307,1448,null,1.4479999999999513]
[null,null,null,null,null,59.990301076227212,1449,null,1.4489999999999512]
[null,null,null,null,null,59.990301790499871,1450,null,1.4499999999999511]
[null,null,null,null,null,59.990302504748684,1451,null,1.450999999999951]
[null,null,null,null,null,59.990303218973651,1452,null,1.4519999999999509]
[null,null,null,null,null,59.990303933174772,1453,null,1.4529999999999508]
[null,null,null,null,null,59.990304647352048,1454,null,1.4539999999999507]
[null,null,null,null,null,59.990305361505477,1455,null,1.4549999999999506]
[null,null,null,null,null,59.990306075635061,1456,null,1.4559999999999504]
[null,null,null,null,null,59.990306789740806,1457,null,1.4569999999999503]
[null,null,null,null,null,59.990307503822706,1458,null,1.4579999999999502]
[null,null,null,null,null,59.990308217880767,1459,null,1.4589999999999501]
[null,null,null,null,null,59.990308931914988,1460,null,1.45999999999995]
[null,null,null,null,null,59.990309645925365,1461,null,1.4609999999999499]
[null,null,null,null,null,59.990310359911909,1462,null,1.4619999999999498]
[null,null,null,null,null,59.990311073874615,1463,null,1.4629999999999497]
[null,null,null,null,null,59.990311787813489,1464,null,1.4639999999999496]
[null,null,null,null,null,59.990312501728518,1465,null,1.4649999999999495]
[null,null,null,null,null,59.990313215619722,1466,null,1.4659999999999493]
[null,null,null,null,null,59.990313929487087,1467,null,1.4669999999999492]
[null,null,null,null,null,59.99031464333062,1468,null,1.4679999999999491]
[null,null,null,null,null,59.990315357150322,1469,null,1.468999999999949]
[null,null,null,null,null,59.990316070946193,1470,null,1.4699999999999489]
[null,null,null,null,null,59.990316784718232,1471,null,1.4709999999999488]
[null,null,null,null,null,59.990317498466439,1472,null,1.4719999999999487]
[null,null,null,null,null,59.990318212190822,1473,null,1.4729999999999486]
[null,null,null,null,null,59.99031892589138,1474,null,1.4739999999999485]
[null,null,null,null,null,59.990319639568106,1475,null,1.4749999999999484]
[null,null,null,null,null,59.990320353221009,1476,null,1.4759999999999482]
[null,null,null,null,null,59.990321066850093,1477,null,1.4769999999999481]
[null,null,null,null,null,59.990321780455346,1478,null,1.477999999999948]
[null,null,null,null,null,59.990322494036775,1479,null,1.4789999999999479]
[null,null,null,null,null,59.990323207594386,1480,null,1.4799999999999478]
[null,null,null,null,null,59.990323921128173,1481,null,1.4809999999999477]
[null,null,null,null,null,59.990324634638142,1482,null,1.4819999999999476]
[null,null,null,null,null,59.990325348124294,1483,null,1.4829999999999475]
[null,null,null,null,null,59.990326061586622,1484,null,1.4839999999999474]
[null,null,null,null,null,59.990326775025132,1485,null,1.4849999999999473]
[null,null,null,null,null,59.990327488439831,1486,null,1.4859999999999471]
[null,null,null,null,null,59.990328201830714,1487,null,1.486999999999947]
[null,null,null,null,null,59.990328915197779,1488,null,1.4879999999999469]
[null,null,null,null,null,59.990329628541026,1489,null,1.4889999999999468]
[null,null,null,null,null,59.990330341860471,1490,null,1.4899999999999467]
[null,null,null,null,null,59.990331055156098,1491,null,1.4909999999999466]
[null,null,null,null,null,59.990331768427907,1492,null,1.4919999999999465]
[null,null,null,null,null,59.990332481675914,1493,null,1.4929999999999464]
[null,null,null,null,null,59.99033319490011,1494,null,1.4939999999999463]
[null,null,null,null,null,59.990333908100496,1495,null,1.4949999999999461]
[null,null,null,null,null,59.990334621277078,1496,null,1.495999999999946]
[null,null,null,null,null,59.990335334429851,1497,null,1.4969999999999459]
[null,null,null,null,null,59.990336047558813,1498,null,1.4979999999999458]
[null,null,null,null,null,59.990336760663979,1499,null,1.4989999999999457]
[null,null,null,null,null,59.990337473745335,1500,null,1.4999999999999456]
[null,null,null,null,null,59.990338186802887,1501,null,1.5009999999999455]
[null,null,null,null,null,59.990338899836644,1502,null,1.5019999999999454]
[null,null,null,null,null,59.99033961284659,1503,null,1.5029999999999453]
[null,null,null,null,null,59.99034032583274,1504,null,1.5039999999999452]
[null,null,null,null,null,59.990341038795094,1505,null,1.504999999999945]
[null,null,null,null,null,59.990341751733645,1506,null,1.5059999999999449]
[null,null,null,null,null,59.9903424646484,1507,null,1.5069999999999448]
[null,null,null,null,null,59.990343177539351,1508,null,1.5079999999999447]
[null,null,null,null,null,59.990343890406514,1509,null,1.5089999999999446]
[null,null,null,null,null,59.990344603249881,1510,null,1.5099999999999445]
[null,null,null,null,null,59.990345316069451,1511,null,1.5109999999999444]
[null,null,null,null,null,59.990346028865233,1512,null,1.5119999999999443]
[null,null,null,null,null,59.990346741637218,1513,null,1.5129999999999442]
[null,null,null,null,null,59.990347454385407,1514,null,1.5139999999999441]
[null,null,null,null,null,59.990348167109815,1515,null,1.5149999999999439]
[null,null,null,null,null,59.990348879810426,1516,null,1.5159999999999438]
[null,null,null,null,null,59.990349592487256,1517,null,1.5169999999999437]
[null,null,null,null,null,59.990350305140289,1518,null,1.5179999999999436]
[null,null,null,null,null,59.990351017769541,1519,null,1.5189999999999435]
[null,null,null,null,null,59.990351730375004,1520,null,1.5199999999999434]
[null,null,null,null,null,59.990352442956684,1521,null,1.5209999999999433]
[null,null,null,null,null,59.990353155514576,1522,null,1.5219999999999432]
[null,null,null,null,null,59.990353868048686,1523,null,1.5229999999999431]
[null,null,null,null,null,59.990354580559014,1524,null,1.523999999999943]
[null,null,null,null,null,59.99035529304556,1525,null,1.5249999999999428]
[null,null,null,null,null,59.990356005508325,1526,null,1.5259999999999427]
[null,null,null,null,null,59.990356717947314,1527,null,1.5269999999999426]
[null,null,null,null,null,59.990357430362515,1528,null,1.5279999999999425]
[null,null,null,null,null,59.990358142753948,1529,null,1.5289999999999424]
[null,null,null,null,null,59.990358855121599,1530,null,1.5299999999999423]
[null,null,null,null,null,59.990359567465475,1531,null,1.5309999999999422]
[null,null,null,null,null,59.99036027978557,1532,null,1.5319999999999421]
[null,null,null,null,null,59.990360992081897,1533,null,1.532999999999942]
[null,null,null,null,null,59.990361704354449,1534,null,1.5339999999999419]
[null,null,null,null,null,59.990362416603226,1535,null,1.5349999999999417]
[null,null,null,null,null,59.990363128828236,1536,null,1.5359999999999416]
[null,null,null,null,null,59.99036384102947,1537,null,1.5369999999999415]
[null,null,null,null,null,59.990364553206938,1538,null,1.5379999999999414]
[null,null,null,null,null,59.99036526536063,1539,null,1.5389999999999413]
[null,null,null,null,null,59.990365977490562,1540,null,1.5399999999999412]
[null,null,null,null,null,59.990366689596719,1541,null,1.5409999999999411]
[null,null,null,null,null,59.990367401679116,1542,null,1.541999999999941]
[null,null,null,null,null,59.990368113737745,1543,null,1.5429999999999409]
[null,null,null,null,null,59.990368825772606,1544,null,1.5439999999999408]
[null,null,null,null,null,59.990369537783707,1545,null,1.5449999999999406]
[null,null,null,null,null,59.990370249771047,1546,null,1.5459999999999405]
[null,null,null,null,null,59.990370961734619,1547,null,1.5469999999999404]
[null,null,null,null,null,59.990371673674431,1548,null,1.5479999999999403]
[null,null,null,null,null,59.99037238559049,1549,null,1.5489999999999402]
[null,null,null,null,null,59.990373097482781,1550,null,1.5499999999999401]
[null,null,null,null,null,59.990373809351318,1551,null,1.55099999999994]
[null,null,null,null,null,59.990374521196095,1552,null,1.5519999999999399]
[null,null,null,null,null,59.990375233017119,1553,null,1.5529999999999398]
[null,null,null,null,null,59.990375944814389,1554,null,1.5539999999999397]
[null,null,null,null,null,59.990376656587898,1555,null,1.5549999999999395]
[null,null,null,null,null,59.990377368337654,1556,null,1.5559999999999394]
[null,null,null,null,null,59.990378080063657,1557,null,1.5569999999999393]
[null,null,null,null,null,59.990378791765913,1558,null,1.5579999999999392]
[null,null,null,null,null,59.990379503444416,1559,null,1.5589999999999391]
[null,null,null,null,null,59.990380215099165,1560,null,1.559999999999939]
[null,null,null,null,null,59.990380926730161,1561,null,1.5609999999999389]
[null,null,null,null,null,59.990381638337418,1562,null,1.5619999999999388]
[null,null,null,null,null,59.990382349920921,1563,null,1.5629999999999387]
[null,null,null,null,null,59.990383061480678,1564,null,1.5639999999999386]
[null,null,null,null,null,59.990383773016688,1565,null,1.5649999999999384]
[null,null,null,null,null,59.99038448452896,1566,null,1.5659999999999383]
[null,null,null,null,null,59.990385196017485,1567,null,1.5669999999999382]
[null,null,null,null,null,59.990385907482263,1568,null,1.5679999999999381]
[null,null,null,null,null,59.990386618923296,1569,null,1.568999999999938]
[null,null,null,null,null,59.990387330340596,1570,null,1.5699999999999379]
[null,null,null,null,null,59.99038804173415,1571,null,1.5709999999999378]
[null,null,null,null,null,59.990388753103964,1572,null,1.5719999999999377]
[null,null,null,null,null,59.99038946445004,1573,null,1.5729999999999376]
[null,null,null,null,null,59.990390175772383,1574,null,1.5739999999999374]
[null,null,null,null,null,59.990390887070987,1575,null,1.5749999999999373]
[null,null,null,null,null,59.990391598345852,1576,null,1.5759999999999372]
[null,null,null,null,null,59.990392309596977,1577,null,1.5769999999999371]
[null,null,null,null,null,59.990393020824378,1578,null,1.577999999999937]
[null,null,null,null,null,59.990393732028039,1579,null,1.5789999999999369]
[null,null,null,null,null,59.990394443207968,1580,null,1.5799999999999368]
[null,null,null,null,null,59.990395154364172,1581,null,1.5809999999999367]
[null,null,null,null,null,59.990395865496637,1582,null,1.5819999999999366]
[null,null,null,null,null,59.990396576605377,1583,null,1.5829999999999365]
[null,null,null,null,null,59.990397287690385,1584,null,1.5839999999999363]
[null,null,null,null,null,59.990397998751668,1585,null,1.5849999999999362]
[null,null,null,null,null,59.990398709789218,1586,null,1.5859999999999361]
[null,null,null,null,null,59.990399420803051,1587,null,1.586999999999936]
[null,null,null,null,null,59.990400131793152,1588,null,1.5879999999999359]
[null,null,null,null,null,59.990400842759527,1589,null,1.5889999999999358]
[null,null,null,null,null,59.990401553702185,1590,null,1.5899999999999357]
[null,null,null,null,null,59.990402264621117,1591,null,1.5909999999999356]
[null,null,null,null,null,59.990402975516325,1592,null,1.5919999999999355]
[null,null,null,null,null,59.990403686387815,1593,null,1.5929999999999354]
[null,null,null,null,null,59.990404397235586,1594,null,1.5939999999999352]
[null,null,null,null,null,59.990405108059633,1595,null,1.5949999999999351]
[null,null,null,null,null,59.990405818859969,1596,null,1.595999999999935]
[null,null,null,null,null,59.99040652963658,1597,null,1.5969999999999349]
[null,null,null,null,null,59.99040724038948,1598,null,1.5979999999999348]
[null,null,null,null,null,59.990407951118662,1599,null,1.5989999999999347]
[null,null,null,null,null,59.990408661824127,1600,null,1.5999999999999346]
[null,null,null,null,null,59.990409372505887,1601,null,1.6009999999999345]
[null,null,null,null,null,59.990410083163923,1602,null,1.6019999999999344]
[null,null,null,null,null,59.990410793798254,1603,null,1.6029999999999343]
[null,null,null,null,null,59.990411504408875,1604,null,1.6039999999999341]
[null,null,null,null,null,59.990412214995779,1605,null,1.604999999999934]
[null,null,null,null,null,59.990412925558978,1606,null,1.6059999999999339]
[null,null,null,null,null,59.990413636098467,1607,null,1.6069999999999338]
[null,null,null,null,null,59.990414346614251,1608,null,1.6079999999999337]
[null,null,null,null,null,59.990415057106325,1609,null,1.6089999999999336]
[null,null,null,null,null,59.990415767574696,1610,null,1.6099999999999335]
[null,null,null,null,null,59.990416478019363,1611,null,1.6109999999999334]
[null,null,null,null,null,59.990417188440325,1612,null,1.6119999999999333]
[null,null,null,null,null,59.990417898837585,1613,null,1.6129999999999332]
[null,null,null,null,null,59.99041860921114,1614,null,1.613999999999933]
[null,null,null,null,null,59.990419319560999,1615,null,1.6149999999999329]
[null,null,null,null,null,59.990420029887154,1616,null,1.6159999999999328]
[null,null,null,null,null,59.990420740189606,1617,null,1.6169999999999327]
[null,null,null,null,null,59.990421450468361,1618,null,1.6179999999999326]
[null,null,null,null,null,59.990422160723419,1619,null,1.6189999999999325]
[null,null,null,null,null,59.990422870954788,1620,null,1.6199999999999324]
[null,null,null,null,null,59.990423581162453,1621,null,1.6209999999999323]
[null,null,null,null,null,59.990424291346422,1622,null,1.6219999999999322]
[null,null,null,null,null,59.990425001506701,1623,null,1.6229999999999321]
[null,null,null,null,null,59.990425711643283,1624,null,1.6239999999999319]
[null,null,null,null,null,59.990426421756176,1625,null,1.6249999999999318]
[null,null,null,null,null,59.990427131845372,1626,null,1.6259999999999317]
[null,null,null,null,null,59.990427841910886,1627,null,1.6269999999999316]
[null,null,null,null,null,59.990428551952704,1628,null,1.6279999999999315]
[null,null,null,null,null,59.990429261970839,1629,null,1.6289999999999314]
[null,null,null,null,null,59.990429971965277,1630,null,1.6299999999999313]
[null,null,null,null,null,59.990430681936033,1631,null,1.6309999999999312]
[null,null,null,null,null,59.990431391883106,1632,null,1.6319999999999311]
[null,null,null,null,null,59.990432101806491,1633,null,1.632999999999931]
[null,null,null,null,null,59.990432811706192,1634,null,1.6339999999999308]
[null,null,null,null,null,59.990433521582212,1635,null,1.6349999999999307]
[null,null,null,null,null,59.990434231434541,1636,null,1.6359999999999306]
[null,null,null,null,null,59.990434941263196,1637,null,1.6369999999999305]
[null,null,null,null,null,59.990435651068168,1638,null,1.6379999999999304]
[null,null,null,null,null,59.990436360849458,1639,null,1.6389999999999303]
[null,null,null,null,null,59.990437070607072,1640,null,1.6399999999999302]
[null,null,null,null,null,59.990437780341011,1641,null,1.6409999999999301]
[null,null,null,null,null,59.990438490051268,1642,null,1.64199999999993]
[null,null,null,null,null,59.99043919973785,1643,null,1.6429999999999298]
[null,null,null,null,null,59.990439909400756,1644,null,1.6439999999999297]
[null,null,null,null,null,59.990440619039987,1645,null,1.6449999999999296]
[null,null,null,null,null,59.990441328655542,1646,null,1.6459999999999295]
[null,null,null,null,null,59.99044203824743,1647,null,1.6469999999999294]
[null,null,null,null,null,59.990442747815642,1648,null,1.6479999999999293]
[null,null,null,null,null,59.990443457360186,1649,null,1.6489999999999292]
[null,null,null,null,null,59.990444166881062,1650,null,1.6499999999999291]
[null,null,null,null,null,59.990444876378263,1651,null,1.650999999999929]
[null,null,null,null,null,59.990445585851795,1652,null,1.6519999999999289]
[null,null,null,null,null,59.990446295301666,1653,null,1.6529999999999287]
[null,null,null,null,null,59.990447004727869,1654,null,1.6539999999999286]
[null,null,null,null,null,59.990447714130404,1655,null,1.6549999999999285]
[null,null,null,null,null,59.990448423509271,1656,null,1.6559999999999284]
[null,null,null,null,null,59.990449132864484,1657,null,1.6569999999999283]
[null,null,null,null,null,59.990449842196028,1658,null,1.6579999999999282]
[null,null,null,null,null,59.990450551503905,1659,null,1.6589999999999281]
[null,null,null,null,null,59.990451260788127,1660,null,1.659999999999928]
[null,null,null,null,null,59.990451970048689,1661,null,1.6609999999999279]
[null,null,null,null,null,59.990452679285589,1662,null,1.6619999999999278]
[null,null,null,null,null,59.990453388498835,1663,null,1.6629999999999276]
[null,null,null,null,null,59.990454097688421,1664,null,1.6639999999999275]
[null,null,null,null,null,59.990454806854345,1665,null,1.6649999999999274]
[null,null,null,null,null,59.990455515996622,1666,null,1.6659999999999273]
[null,null,null,null,null,59.990456225115238,1667,null,1.6669999999999272]
[null,null,null,null,null,59.990456934210201,1668,null,1.6679999999999271]
[null,null,null,null,null,59.990457643281509,1669,null,1.668999999999927]
[null,null,null,null,null,59.990458352329171,1670,null,1.6699999999999269]
[null,null,null,null,null,59.990459061353178,1671,null,1.6709999999999268]
[null,null,null,null,null,59.990459770353532,1672,null,1.6719999999999267]
[null,null,null,null,null,59.990460479330238,1673,null,1.6729999999999265]
[null,null,null,null,null,59.990461188283298,1674,null,1.6739999999999264]
[null,null,null,null,null,59.990461897212711,1675,null,1.6749999999999263]
[null,null,null,null,null,59.99046260611847,1676,null,1.6759999999999262]
[null,null,null,null,null,59.990463315000589,1677,null,1.6769999999999261]
[null,null,null,null,null,59.990464023859062,1678,null,1.677999999999926]
[null,null,null,null,null,59.990464732693887,1679,null,1.6789999999999259]
[null,null,null,null,null,59.990465441505073,1680,null,1.6799999999999258]
[null,null,null,null,null,59.990466150292619,1681,null,1.6809999999999257]
[null,null,null,null,null,59.990466859056518,1682,null,1.6819999999999256]
[null,null,null,null,null,59.990467567796777,1683,null,1.6829999999999254]
[null,null,null,null,null,59.990468276513397,1684,null,1.6839999999999253]
[null,null,null,null,null,59.990468985206377,1685,null,1.6849999999999252]
[null,null,null,null,null,59.990469693875724,1686,null,1.6859999999999251]
[null,null,null,null,null,59.990470402521424,1687,null,1.686999999999925]
[null,null,null,null,null,59.990471111143499,1688,null,1.6879999999999249]
[null,null,null,null,null,59.990471819741934,1689,null,1.6889999999999248]
[null,null,null,null,null,59.990472528316729,1690,null,1.6899999999999247]
[null,null,null,null,null,59.990473236867899,1691,null,1.6909999999999246]
[null,null,null,null,null,59.990473945395429,1692,null,1.6919999999999245]
[null,null,null,null,null,59.990474653899334,1693,null,1.6929999999999243]
[null,null,null,null,null,59.990475362379605,1694,null,1.6939999999999242]
[null,null,null,null,null,59.990476070836245,1695,null,1.6949999999999241]
[null,null,null,null,null,59.990476779269258,1696,null,1.695999999999924]
[null,null,null,null,null,59.990477487678639,1697,null,1.6969999999999239]
[null,null,null,null,null,59.990478196064402,1698,null,1.6979999999999238]
[null,null,null,null,null,59.990478904426531,1699,null,1.6989999999999237]
[null,null,null,null,null,59.990479612765036,1700,null,1.6999999999999236]
[null,null,null,null,null,59.990480321079914,1701,null,1.7009999999999235]
[null,null,null,null,null,59.990481029371168,1702,null,1.7019999999999234]
[null,null,null,null,null,59.990481737638802,1703,null,1.7029999999999232]
[null,null,null,null,null,59.990482445882812,1704,null,1.7039999999999231]
[null,null,null,null,null,59.990483154103202,1705,null,1.704999999999923]
[null,null,null,null,null,59.990483862299975,1706,null,1.7059999999999229]
[null,null,null,null,null,59.990484570473122,1707,null,1.7069999999999228]
[null,null,null,null,null,59.990485278622657,1708,null,1.7079999999999227]
[null,null,null,null,null,59.990485986748567,1709,null,1.7089999999999226]
[null,null,null,null,null,59.990486694850865,1710,null,1.7099999999999225]
[null,null,null,null,null,59.990487402929546,1711,null,1.7109999999999224]
[null,null,null,null,null,59.990488110984614,1712,null,1.7119999999999223]
[null,null,null,null,null,59.990488819016065,1713,null,1.7129999999999221]
[null,null,null,null,null,59.990489527023904,1714,null,1.713999999999922]
[null,null,null,null,null,59.990490235008131,1715,null,1.7149999999999219]
[null,null,null,null,null,59.990490942968748,1716,null,1.7159999999999218]
[null,null,null,null,null,59.990491650905753,1717,null,1.7169999999999217]
[null,null,null,null,null,59.990492358819154,1718,null,1.7179999999999216]
[null,null,null,null,null,59.990493066708943,1719,null,1.7189999999999215]
[null,null,null,null,null,59.990493774575121,1720,null,1.7199999999999214]
[null,null,null,null,null,59.990494482417695,1721,null,1.7209999999999213]
[null,null,null,null,null,59.990495190236658,1722,null,1.7219999999999211]
[null,null,null,null,null,59.990495898032023,1723,null,1.722999999999921]
[null,null,null,null,null,59.990496605803777,1724,null,1.7239999999999209]
[null,null,null,null,null,59.990497313551934,1725,null,1.7249999999999208]
[null,null,null,null,null,59.99049802127648,1726,null,1.7259999999999207]
[null,null,null,null,null,59.990498728977435,1727,null,1.7269999999999206]
[null,null,null,null,null,59.99049943665478,1728,null,1.7279999999999205]
[null,null,null,null,null,59.990500144308534,1729,null,1.7289999999999204]
[null,null,null,null,null,59.990500851938684,1730,null,1.7299999999999203]
[null,null,null,null,null,59.990501559545237,1731,null,1.7309999999999202]
[null,null,null,null,null,59.990502267128193,1732,null,1.73199999999992]
[null,null,null,null,null,59.990502974687551,1733,null,1.7329999999999199]
[null,null,null,null,null,59.990503682223313,1734,null,1.7339999999999198]
[null,null,null,null,null,59.990504389735484,1735,null,1.7349999999999197]
[null,null,null,null,null,59.990505097224059,1736,null,1.7359999999999196]
[null,null,null,null,null,59.990505804689043,1737,null,1.7369999999999195]
[null,null,null,null,null,59.99050651213043,1738,null,1.7379999999999194]
[null,null,null,null,null,59.990507219548235,1739,null,1.7389999999999193]
[null,null,null,null,null,59.990507926942442,1740,null,1.7399999999999192]
[null,null,null,null,null,59.990508634313066,1741,null,1.7409999999999191]
[null,null,null,null,null,59.990509341660093,1742,null,1.7419999999999189]
[null,null,null,null,null,59.990510048983545,1743,null,1.7429999999999188]
[null,null,null,null,null,59.990510756283399,1744,null,1.7439999999999187]
[null,null,null,null,null,59.99051146355967,1745,null,1.7449999999999186]
[null,null,null,null,null,59.990512170812359,1746,null,1.7459999999999185]
[null,null,null,null,null,59.990512878041464,1747,null,1.7469999999999184]
[null,null,null,null,null,59.990513585246987,1748,null,1.7479999999999183]
[null,null,null,null,null,59.990514292428927,1749,null,1.7489999999999182]
[null,null,null,null,null,59.99051499958729,1750,null,1.7499999999999181]
[null,null,null,null,null,59.990515706722064,1751,null,1.750999999999918]
[null,null,null,null,null,59.990516413833262,1752,null,1.7519999999999178]
[null,null,null,null,null,59.990517120920885,1753,null,1.7529999999999177]
[null,null,null,null,null,59.990517827984931,1754,null,1.7539999999999176]
[null,null,null,null,null,59.990518535025394,1755,null,1.7549999999999175]
[null,null,null,null,null,59.990519242042282,1756,null,1.7559999999999174]
[null,null,null,null,null,59.990519949035601,1757,null,1.7569999999999173]
[null,null,null,null,null,59.990520656005344,1758,null,1.7579999999999172]
[null,null,null,null,null,59.990521362951512,1759,null,1.7589999999999171]
[null,null,null,null,null,59.990522069874103,1760,null,1.759999999999917]
[null,null,null,null,null,59.990522776773126,1761,null,1.7609999999999169]
[null,null,null,null,null,59.99052348364858,1762,null,1.7619999999999167]
[null,null,null,null,null,59.990524190500466,1763,null,1.7629999999999166]
[null,null,null,null,null,59.990524897328783,1764,null,1.7639999999999165]
[null,null,null,null,null,59.990525604133531,1765,null,1.7649999999999164]
[null,null,null,null,null,59.99052631091471,1766,null,1.7659999999999163]
[null,null,null,null,null,59.990527017672328,1767,null,1.7669999999999162]
[null,null,null,null,null,59.990527724406377,1768,null,1.7679999999999161]
[null,null,null,null,null,59.990528431116857,1769,null,1.768999999999916]
[null,null,null,null,null,59.990529137803783,1770,null,1.7699999999999159]
[null,null,null,null,null,59.99052984446714,1771,null,1.7709999999999158]
[null,null,null,null,null,59.990530551106936,1772,null,1.7719999999999156]
[null,null,null,null,null,59.990531257723177,1773,null,1.7729999999999155]
[null,null,null,null,null,59.990531964315849,1774,null,1.7739999999999154]
[null,null,null,null,null,59.990532670884967,1775,null,1.7749999999999153]
[null,null,null,null,null,59.99053337743053,1776,null,1.7759999999999152]
[null,null,null,null,null,59.990534083952532,1777,null,1.7769999999999151]
[null,null,null,null,null,59.99053479045098,1778,null,1.777999999999915]
[null,null,null,null,null,59.990535496925872,1779,null,1.7789999999999149]
[null,null,null,null,null,59.990536203377204,1780,null,1.7799999999999148]
[null,null,null,null,null,59.990536909804987,1781,null,1.7809999999999147]
[null,null,null,null,null,59.990537616209217,1782,null,1.7819999999999145]
[null,null,null,null,null,59.990538322589899,1783,null,1.7829999999999144]
[null,null,null,null,null,59.990539028947019,1784,null,1.7839999999999143]
[null,null,null,null,null,59.990539735280599,1785,null,1.7849999999999142]
[null,null,null,null,null,59.990540441590625,1786,null,1.7859999999999141]
[null,null,null,null,null,59.990541147877103,1787,null,1.786999999999914]
[null,null,null,null,null,59.990541854140034,1788,null,1.7879999999999139]
[null,null,null,null,null,59.990542560379424,1789,null,1.7889999999999138]
[null,null,null,null,null,59.99054326659526,1790,null,1.7899999999999137]
[null,null,null,null,null,59.990543972787556,1791,null,1.7909999999999136]
[null,null,null,null,null,59.990544678956304,1792,null,1.7919999999999134]
[null,null,null,null,null,59.990545385101512,1793,null,1.7929999999999133]
[null,null,null,null,null,59.99054609122318,1794,null,1.7939999999999132]
[null,null,null,null,null,59.990546797321301,1795,null,1.7949999999999131]
[null,null,null,null,null,59.990547503395888,1796,null,1.795999999999913]
[null,null,null,null,null,59.990548209446935,1797,null,1.7969999999999129]
[null,null,null,null,null,59.990548915474434,1798,null,1.7979999999999128]
[null,null,null,null,null,59.990549621478408,1799,null,1.7989999999999127]
[null,null,null,null,null,59.990550327458834,1800,null,1.7999999999999126]
[null,null,null,null,null,59.990551033415734,1801,null,1.8009999999999124]
[null,null,null,null,null,59.990551739349094,1802,null,1.8019999999999123]
[null,null,null,null,null,59.990552445258913,1803,null,1.8029999999999122]
[null,null,null,null,null,59.990553151145207,1804,null,1.8039999999999121]
[null,null,null,null,null,59.990553857007967,1805,null,1.804999999999912]
[null,null,null,null,null,59.990554562847201,1806,null,1.8059999999999119]
[null,null,null,null,null,59.990555268662895,1807,null,1.8069999999999118]
[null,null,null,null,null,59.990555974455063,1808,null,1.8079999999999117]
[null,null,null,null,null,59.990556680223705,1809,null,1.8089999999999116]
[null,null,null,null,null,59.990557385968813,1810,null,1.8099999999999115]
[null,null,null,null,null,59.990558091690396,1811,null,1.8109999999999113]
[null,null,null,null,null,59.990558797388459,1812,null,1.8119999999999112]
[null,null,null,null,null,59.99055950306299,1813,null,1.8129999999999111]
[null,null,null,null,null,59.990560208713994,1814,null,1.813999999999911]
[null,null,null,null,null,59.990560914341479,1815,null,1.8149999999999109]
[null,null,null,null,null,59.990561619945446,1816,null,1.8159999999999108]
[null,null,null,null,null,59.990562325525886,1817,null,1.8169999999999107]
[null,null,null,null,null,59.9905630310828,1818,null,1.8179999999999106]
[null,null,null,null,null,59.990563736616203,1819,null,1.8189999999999105]
[null,null,null,null,null,59.990564442126079,1820,null,1.8199999999999104]
[null,null,null,null,null,59.990565147612443,1821,null,1.8209999999999102]
[null,null,null,null,null,59.990565853075289,1822,null,1.8219999999999101]
[null,null,null,null,null,59.990566558514615,1823,null,1.82299999999991]
[null,null,null,null,null,59.99056726393043,1824,null,1.8239999999999099]
[null,null,null,null,null,59.990567969322726,1825,null,1.8249999999999098]
[null,null,null,null,null,59.990568674691509,1826,null,1.8259999999999097]
[null,null,null,null,null,59.990569380036781,1827,null,1.8269999999999096]
[null,null,null,null,null,59.990570085358542,1828,null,1.8279999999999095]
[null,null,null,null,null,59.99057079065679,1829,null,1.8289999999999094]
[null,null,null,null,null,59.990571495931526,1830,null,1.8299999999999093]
[null,null,null,null,null,59.990572201182751,1831,null,1.8309999999999091]
[null,null,null,null,null,59.99057290641047,1832,null,1.831999999999909]
[null,null,null,null,null,59.990573611614685,1833,null,1.8329999999999089]
[null,null,null,null,null,59.990574316795389,1834,null,1.8339999999999088]
[null,null,null,null,null,59.990575021952587,1835,null,1.8349999999999087]
[null,null,null,null,null,59.990575727086281,1836,null,1.8359999999999086]
[null,null,null,null,null,59.99057643219647,1837,null,1.8369999999999085]
[null,null,null,null,null,59.990577137283161,1838,null,1.8379999999999084]
[null,null,null,null,null,59.99057784234634,1839,null,1.8389999999999083]
[null,null,null,null,null,59.990578547386022,1840,null,1.8399999999999082]
[null,null,null,null,null,59.990579252402206,1841,null,1.840999999999908]
[null,null,null,null,null,59.990579957394893,1842,null,1.8419999999999079]
[null,null,null,null,null,59.990580662364074,1843,null,1.8429999999999078]
[null,null,null,null,null,59.990581367309758,1844,null,1.8439999999999077]
[null,null,null,null,null,59.990582072231952,1845,null,1.8449999999999076]
[null,null,null,null,null,59.990582777130641,1846,null,1.8459999999999075]
[null,null,null,null,null,59.990583482005839,1847,null,1.8469999999999074]
[null,null,null,null,null,59.990584186857539,1848,null,1.8479999999999073]
[null,null,null,null,null,59.990584891685749,1849,null,1.8489999999999072]
[null,null,null,null,null,59.990585596490469,1850,null,1.8499999999999071]
[null,null,null,null,null,59.990586301271698,1851,null,1.8509999999999069]
[null,null,null,null,null,59.990587006029429,1852,null,1.8519999999999068]
[null,null,null,null,null,59.990587710763677,1853,null,1.8529999999999067]
[null,null,null,null,null,59.990588415474427,1854,null,1.8539999999999066]
[null,null,null,null,null,59.990589120161694,1855,null,1.8549999999999065]
[null,null,null,null,null,59.990589824825477,1856,null,1.8559999999999064]
[null,null,null,null,null,59.99059052946577,1857,null,1.8569999999999063]
[null,null,null,null,null,59.990591234082579,1858,null,1.8579999999999062]
[null,null,null,null,null,59.990591938675898,1859,null,1.8589999999999061]
[null,null,null,null,null,59.990592643245741,1860,null,1.859999999999906]
[null,null,null,null,null,59.9905933477921,1861,null,1.8609999999999058]
[null,null,null,null,null,59.990594052314968,1862,null,1.8619999999999057]
[null,null,null,null,null,59.990594756814367,1863,null,1.8629999999999056]
[null,null,null,null,null,59.990595461290276,1864,null,1.8639999999999055]
[null,null,null,null,null,59.990596165742708,1865,null,1.8649999999999054]
[null,null,null,null,null,59.990596870171665,1866,null,1.8659999999999053]
[null,null,null,null,null,59.990597574577144,1867,null,1.8669999999999052]
[null,null,null,null,null,59.990598278959148,1868,null,1.8679999999999051]
[null,null,null,null,null,59.990598983317675,1869,null,1.868999999999905]
[null,null,null,null,null,59.990599687652718,1870,null,1.8699999999999048]
[null,null,null,null,null,59.9906003919643,1871,null,1.8709999999999047]
[null,null,null,null,null,59.990601096252398,1872,null,1.8719999999999046]
[null,null,null,null,null,59.990601800517034,1873,null,1.8729999999999045]
[null,null,null,null,null,59.990602504758193,1874,null,1.8739999999999044]
[null,null,null,null,null,59.990603208975877,1875,null,1.8749999999999043]
[null,null,null,null,null,59.990603913170098,1876,null,1.8759999999999042]
[null,null,null,null,null,59.99060461734085,1877,null,1.8769999999999041]
[null,null,null,null,null,59.990605321488133,1878,null,1.877999999999904]
[null,null,null,null,null,59.990606025611946,1879,null,1.8789999999999039]
[null,null,null,null,null,59.990606729712297,1880,null,1.8799999999999037]
[null,null,null,null,null,59.990607433789179,1881,null,1.8809999999999036]
[null,null,null,null,null,59.990608137842599,1882,null,1.8819999999999035]
[null,null,null,null,null,59.990608841872557,1883,null,1.8829999999999034]
[null,null,null,null,null,59.990609545879053,1884,null,1.8839999999999033]
[null,null,null,null,null,59.99061024986208,1885,null,1.8849999999999032]
[null,null,null,null,null,59.990610953821651,1886,null,1.8859999999999031]
[null,null,null,null,null,59.990611657757768,1887,null,1.886999999999903]
[null,null,null,null,null,59.990612361670415,1888,null,1.8879999999999029]
[null,null,null,null,null,59.990613065559607,1889,null,1.8889999999999028]
[null,null,null,null,null,59.990613769425345,1890,null,1.8899999999999026]
[null,null,null,null,null,59.990614473267627,1891,null,1.8909999999999025]
[null,null,null,null,null,59.990615177086454,1892,null,1.8919999999999024]
[null,null,null,null,null,59.990615880881819,1893,null,1.8929999999999023]
[null,null,null,null,null,59.990616584653736,1894,null,1.8939999999999022]
[null,null,null,null,null,59.990617288402198,1895,null,1.8949999999999021]
[null,null,null,null,null,59.990617992127213,1896,null,1.895999999999902]
[null,null,null,null,null,59.990618695828772,1897,null,1.8969999999999019]
[null,null,null,null,null,59.990619399506883,1898,null,1.8979999999999018]
[null,null,null,null,null,59.990620103161547,1899,null,1.8989999999999017]
[null,null,null,null,null,59.990620806792755,1900,null,1.8999999999999015]
[null,null,null,null,null,59.990621510400523,1901,null,1.9009999999999014]
[null,null,null,null,null,59.990622213984842,1902,null,1.9019999999999013]
[null,null,null,null,null,59.990622917545714,1903,null,1.9029999999999012]
[null,null,null,null,null,59.990623621083138,1904,null,1.9039999999999011]
[null,null,null,null,null,59.990624324597121,1905,null,1.904999999999901]
[null,null,null,null,null,59.990625028087663,1906,null,1.9059999999999009]
[null,null,null,null,null,59.990625731554758,1907,null,1.9069999999999008]
[null,null,null,null,null,59.990626434998418,1908,null,1.9079999999999007]
[null,null,null,null,null,59.990627138418631,1909,null,1.9089999999999006]
[null,null,null,null,null,59.99062784181541,1910,null,1.9099999999999004]
[null,null,null,null,null,59.990628545188741,1911,null,1.9109999999999003]
[null,null,null,null,null,59.990629248538646,1912,null,1.9119999999999002]
[null,null,null,null,null,59.990629951865102,1913,null,1.9129999999999001]
[null,null,null,null,null,59.990630655168133,1914,null,1.9139999999999]
[null,null,null,null,null,59.990631358447722,1915,null,1.9149999999998999]
[null,null,null,null,null,59.990632061703877,1916,null,1.9159999999998998]
[null,null,null,null,null,59.990632764936599,1917,null,1.9169999999998997]
[null,null,null,null,null,59.990633468145894,1918,null,1.9179999999998996]
[null,null,null,null,null,59.990634171331749,1919,null,1.9189999999998995]
[null,null,null,null,null,59.990634874494177,1920,null,1.9199999999998993]
[null,null,null,null,null,59.990635577633178,1921,null,1.9209999999998992]
[null,null,null,null,null,59.990636280748745,1922,null,1.9219999999998991]
[null,null,null,null,null,59.990636983840886,1923,null,1.922999999999899]
[null,null,null,null,null,59.990637686909601,1924,null,1.9239999999998989]
[null,null,null,null,null,59.990638389954889,1925,null,1.9249999999998988]
[null,null,null,null,null,59.99063909297675,1926,null,1.9259999999998987]
[null,null,null,null,null,59.990639795975184,1927,null,1.9269999999998986]
[null,null,null,null,null,59.990640498950199,1928,null,1.9279999999998985]
[null,null,null,null,null,59.990641201901788,1929,null,1.9289999999998984]
[null,null,null,null,null,59.990641904829957,1930,null,1.9299999999998982]
[null,null,null,null,null,59.990642607734699,1931,null,1.9309999999998981]
[null,null,null,null,null,59.990643310616029,1932,null,1.931999999999898]
[null,null,null,null,null,59.990644013473933,1933,null,1.9329999999998979]
[null,null,null,null,null,59.990644716308424,1934,null,1.9339999999998978]
[null,null,null,null,null,59.990645419119495,1935,null,1.9349999999998977]
[null,null,null,null,null,59.990646121907147,1936,null,1.9359999999998976]
[null,null,null,null,null,59.990646824671387,1937,null,1.9369999999998975]
[null,null,null,null,null,59.990647527412214,1938,null,1.9379999999998974]
[null,null,null,null,null,59.990648230129622,1939,null,1.9389999999998973]
[null,null,null,null,null,59.990648932823618,1940,null,1.9399999999998971]
[null,null,null,null,null,59.990649635494201,1941,null,1.940999999999897]
[null,null,null,null,null,59.990650338141371,1942,null,1.9419999999998969]
[null,null,null,null,null,59.990651040765137,1943,null,1.9429999999998968]
[null,null,null,null,null,59.99065174336549,1944,null,1.9439999999998967]
[null,null,null,null,null,59.99065244594243,1945,null,1.9449999999998966]
[null,null,null,null,null,59.990653148495966,1946,null,1.9459999999998965]
[null,null,null,null,null,59.990653851026096,1947,null,1.9469999999998964]
[null,null,null,null,null,59.990654553532814,1948,null,1.9479999999998963]
[null,null,null,null,null,59.990655256016133,1949,null,1.9489999999998961]
[null,null,null,null,null,59.99065595847604,1950,null,1.949999999999896]
[null,null,null,null,null,59.990656660912549,1951,null,1.9509999999998959]
[null,null,null,null,null,59.99065736332566,1952,null,1.9519999999998958]
[null,null,null,null,null,59.990658065715365,1953,null,1.9529999999998957]
[null,null,null,null,null,59.990658768081666,1954,null,1.9539999999998956]
[null,null,null,null,null,59.990659470424568,1955,null,1.9549999999998955]
[null,null,null,null,null,59.990660172744072,1956,null,1.9559999999998954]
[null,null,null,null,null,59.990660875040177,1957,null,1.9569999999998953]
[null,null,null,null,null,59.990661577312885,1958,null,1.9579999999998952]
[null,null,null,null,null,59.990662279562201,1959,null,1.958999999999895]
[null,null,null,null,null,59.990662981788113,1960,null,1.9599999999998949]
[null,null,null,null,null,59.99066368399064,1961,null,1.9609999999998948]
[null,null,null,null,null,59.990664386169762,1962,null,1.9619999999998947]
[null,null,null,null,null,59.9906650883255,1963,null,1.9629999999998946]
[null,null,null,null,null,59.99066579045784,1964,null,1.9639999999998945]
[null,null,null,null,null,59.990666492566795,1965,null,1.9649999999998944]
[null,null,null,null,null,59.990667194652353,1966,null,1.9659999999998943]
[null,null,null,null,null,59.990667896714527,1967,null,1.9669999999998942]
[null,null,null,null,null,59.990668598753309,1968,null,1.9679999999998941]
[null,null,null,null,null,59.990669300768708,1969,null,1.9689999999998939]
[null,null,null,null,null,59.990670002760716,1970,null,1.9699999999998938]
[null,null,null,null,null,59.990670704729339,1971,null,1.9709999999998937]
[null,null,null,null,null,59.990671406674572,1972,null,1.9719999999998936]
[null,null,null,null,null,59.990672108596428,1973,null,1.9729999999998935]
[null,null,null,null,null,59.9906728104949,1974,null,1.9739999999998934]
[null,null,null,null,null,59.990673512369987,1975,null,1.9749999999998933]
[null,null,null,null,null,59.990674214221691,1976,null,1.9759999999998932]
[null,null,null,null,null,59.990674916050018,1977,null,1.9769999999998931]
[null,null,null,null,null,59.990675617854961,1978,null,1.977999999999893]
[null,null,null,null,null,59.990676319636528,1979,null,1.9789999999998928]
[null,null,null,null,null,59.990677021394717,1980,null,1.9799999999998927]
[null,null,null,null,null,59.990677723129529,1981,null,1.9809999999998926]
[null,null,null,null,null,59.990678424840965,1982,null,1.9819999999998925]
[null,null,null,null,null,59.990679126529024,1983,null,1.9829999999998924]
[null,null,null,null,null,59.990679828193706,1984,null,1.9839999999998923]
[null,null,null,null,null,59.990680529835018,1985,null,1.9849999999998922]
[null,null,null,null,null,59.99068123145296,1986,null,1.9859999999998921]
[null,null,null,null,null,59.990681933047526,1987,null,1.986999999999892]
[null,null,null,null,null,59.990682634618722,1988,null,1.9879999999998919]
[null,null,null,null,null,59.990683336166548,1989,null,1.9889999999998917]
[null,null,null,null,null,59.990684037691004,1990,null,1.9899999999998916]
[null,null,null,null,null,59.990684739192091,1991,null,1.9909999999998915]
[null,null,null,null,null,59.990685440669814,1992,null,1.9919999999998914]
[null,null,null,null,null,59.990686142124169,1993,null,1.9929999999998913]
[null,null,null,null,null,59.990686843555153,1994,null,1.9939999999998912]
[null,null,null,null,null,59.990687544962782,1995,null,1.9949999999998911]
[null,null,null,null,null,59.990688246347041,1996,null,1.995999999999891]
[null,null,null,null,null,59.990688947707937,1997,null,1.9969999999998909]
[null,null,null,null,null,59.990689649045471,1998,null,1.9979999999998908]
[null,null,null,null,null,59.990690350359642,1999,null,1.9989999999998906]
[null,null,null,null,null,59.990691051650458,2000,null,1.9999999999998905]
[null,null,null,null,null,59.990691752917911,2001,null,2.0009999999998906]
[null,null,null,null,null,59.990692454162001,2002,null,2.0019999999998905]
[null,null,null,null,null,59.990693155382736,2003,null,2.0029999999998904]
[null,null,null,null,null,59.990693856580116,2004,null,2.0039999999998903]
[null,null,null,null,null,59.990694557754139,2005,null,2.0049999999998902]
[null,null,null,null,null,59.990695258904807,2006,null,2.0059999999998901]
[null,null,null,null,null,59.99069596003212,2007,null,2.00699999999989]
[null,null,null,null,null,59.990696661136084,2008,null,2.0079999999998899]
[null,null,null,null,null,59.990697362216693,2009,null,2.0089999999998898]
[null,null,null,null,null,59.990698063273946,2010,null,2.0099999999998897]
[null,null,null,null,null,59.990698764307851,2011,null,2.0109999999998895]
[null,null,null,null,null,59.990699465318407,2012,null,2.0119999999998894]
[null,null,null,null,null,59.990700166305615,2013,null,2.0129999999998893]
[null,null,null,null,null,59.990700867269474,2014,null,2.0139999999998892]
[null,null,null,null,null,59.990701568209985,2015,null,2.0149999999998891]
[null,null,null,null,null,59.990702269127148,2016,null,2.015999999999889]
[null,null,null,null,null,59.990702970020969,2017,null,2.0169999999998889]
[null,null,null,null,null,59.990703670891442,2018,null,2.0179999999998888]
[null,null,null,null,null,59.990704371738573,2019,null,2.0189999999998887]
[null,null,null,null,null,59.990705072562363,2020,null,2.0199999999998886]
[null,null,null,null,null,59.990705773362805,2021,null,2.0209999999998884]
[null,null,null,null,null,59.990706474139913,2022,null,2.0219999999998883]
[null,null,null,null,null,59.990707174893672,2023,null,2.0229999999998882]
[null,null,null,null,null,59.990707875624096,2024,null,2.0239999999998881]
[null,null,null,null,null,59.990708576331187,2025,null,2.024999999999888]
[null,null,null,null,null,59.990709277014936,2026,null,2.0259999999998879]
[null,null,null,null,null,59.990709977675344,2027,null,2.0269999999998878]
[null,null,null,null,null,59.990710678312425,2028,null,2.0279999999998877]
[null,null,null,null,null,59.990711378926164,2029,null,2.0289999999998876]
[null,null,null,null,null,59.99071207951657,2030,null,2.0299999999998875]
[null,null,null,null,null,59.990712780083648,2031,null,2.0309999999998873]
[null,null,null,null,null,59.990713480627385,2032,null,2.0319999999998872]
[null,null,null,null,null,59.990714181147794,2033,null,2.0329999999998871]
[null,null,null,null,null,59.990714881644877,2034,null,2.033999999999887]
[null,null,null,null,null,59.990715582118625,2035,null,2.0349999999998869]
[null,null,null,null,null,59.990716282569046,2036,null,2.0359999999998868]
[null,null,null,null,null,59.99071698299614,2037,null,2.0369999999998867]
[null,null,null,null,null,59.9907176833999,2038,null,2.0379999999998866]
[null,null,null,null,null,59.99071838378034,2039,null,2.0389999999998865]
[null,null,null,null,null,59.99071908413746,2040,null,2.0399999999998863]
[null,null,null,null,null,59.990719784471246,2041,null,2.0409999999998862]
[null,null,null,null,null,59.990720484781711,2042,null,2.0419999999998861]
[null,null,null,null,null,59.990721185068857,2043,null,2.042999999999886]
[null,null,null,null,null,59.990721885332675,2044,null,2.0439999999998859]
[null,null,null,null,null,59.990722585573174,2045,null,2.0449999999998858]
[null,null,null,null,null,59.990723285790359,2046,null,2.0459999999998857]
[null,null,null,null,null,59.990723985984218,2047,null,2.0469999999998856]
[null,null,null,null,null,59.990724686154763,2048,null,2.0479999999998855]
[null,null,null,null,null,59.990725386301989,2049,null,2.0489999999998854]
[null,null,null,null,null,59.990726086425894,2050,null,2.0499999999998852]
[null,null,null,null,null,59.990726786526487,2051,null,2.0509999999998851]
[null,null,null,null,null,59.990727486603767,2052,null,2.051999999999885]
[null,null,null,null,null,59.990728186657734,2053,null,2.0529999999998849]
[null,null,null,null,null,59.99072888668838,2054,null,2.0539999999998848]
[null,null,null,null,null,59.990729586695721,2055,null,2.0549999999998847]
[null,null,null,null,null,59.990730286679749,2056,null,2.0559999999998846]
[null,null,null,null,null,59.990730986640465,2057,null,2.0569999999998845]
[null,null,null,null,null,59.990731686577874,2058,null,2.0579999999998844]
[null,null,null,null,null,59.99073238649197,2059,null,2.0589999999998843]
[null,null,null,null,null,59.990733086382761,2060,null,2.0599999999998841]
[null,null,null,null,null,59.990733786250246,2061,null,2.060999999999884]
[null,null,null,null,null,59.990734486094425,2062,null,2.0619999999998839]
[null,null,null,null,null,59.990735185915298,2063,null,2.0629999999998838]
[null,null,null,null,null,59.990735885712866,2064,null,2.0639999999998837]
[null,null,null,null,null,59.990736585487127,2065,null,2.0649999999998836]
[null,null,null,null,null,59.99073728523809,2066,null,2.0659999999998835]
[null,null,null,null,null,59.990737984965754,2067,null,2.0669999999998834]
[null,null,null,null,null,59.990738684670113,2068,null,2.0679999999998833]
[null,null,null,null,null,59.990739384351173,2069,null,2.0689999999998832]
[null,null,null,null,null,59.990740084008934,2070,null,2.069999999999883]
[null,null,null,null,null,59.990740783643396,2071,null,2.0709999999998829]
[null,null,null,null,null,59.990741483254567,2072,null,2.0719999999998828]
[null,null,null,null,null,59.990742182842432,2073,null,2.0729999999998827]
[null,null,null,null,null,59.990742882407005,2074,null,2.0739999999998826]
[null,null,null,null,null,59.990743581948287,2075,null,2.0749999999998825]
[null,null,null,null,null,59.99074428146627,2076,null,2.0759999999998824]
[null,null,null,null,null,59.990744980960962,2077,null,2.0769999999998823]
[null,null,null,null,null,59.990745680432362,2078,null,2.0779999999998822]
[null,null,null,null,null,59.99074637988047,2079,null,2.0789999999998821]
[null,null,null,null,null,59.990747079305287,2080,null,2.0799999999998819]
[null,null,null,null,null,59.990747778706819,2081,null,2.0809999999998818]
[null,null,null,null,null,59.99074847808506,2082,null,2.0819999999998817]
[null,null,null,null,null,59.990749177440016,2083,null,2.0829999999998816]
[null,null,null,null,null,59.99074987677168,2084,null,2.0839999999998815]
[null,null,null,null,null,59.99075057608006,2085,null,2.0849999999998814]
[null,null,null,null,null,59.990751275365156,2086,null,2.0859999999998813]
[null,null,null,null,null,59.990751974626967,2087,null,2.0869999999998812]
[null,null,null,null,null,59.990752673865494,2088,null,2.0879999999998811]
[null,null,null,null,null,59.990753373080736,2089,null,2.088999999999881]
[null,null,null,null,null,59.990754072272701,2090,null,2.0899999999998808]
[null,null,null,null,null,59.990754771441388,2091,null,2.0909999999998807]
[null,null,null,null,null,59.990755470586791,2092,null,2.0919999999998806]
[null,null,null,null,null,59.990756169708909,2093,null,2.0929999999998805]
[null,null,null,null,null,59.990756868807757,2094,null,2.0939999999998804]
[null,null,null,null,null,59.990757567883328,2095,null,2.0949999999998803]
[null,null,null,null,null,59.990758266935622,2096,null,2.0959999999998802]
[null,null,null,null,null,59.990758965964638,2097,null,2.0969999999998801]
[null,null,null,null,null,59.990759664970383,2098,null,2.09799999999988]
[null,null,null,null,null,59.990760363952852,2099,null,2.0989999999998799]
[null,null,null,null,null,59.99076106291205,2100,null,2.0999999999998797]
[null,null,null,null,null,59.99076176184797,2101,null,2.1009999999998796]
[null,null,null,null,null,59.990762460760628,2102,null,2.1019999999998795]
[null,null,null,null,null,59.990763159650008,2103,null,2.1029999999998794]
[null,null,null,null,null,59.990763858516125,2104,null,2.1039999999998793]
[null,null,null,null,null,59.990764557358965,2105,null,2.1049999999998792]
[null,null,null,null,null,59.990765256178548,2106,null,2.1059999999998791]
[null,null,null,null,null,59.990765954974854,2107,null,2.106999999999879]
[null,null,null,null,null,59.990766653747905,2108,null,2.1079999999998789]
[null,null,null,null,null,59.990767352497684,2109,null,2.1089999999998787]
[null,null,null,null,null,59.990768051224201,2110,null,2.1099999999998786]
[null,null,null,null,null,59.990768749927454,2111,null,2.1109999999998785]
[null,null,null,null,null,59.990769448607445,2112,null,2.1119999999998784]
[null,null,null,null,null,59.990770147264172,2113,null,2.1129999999998783]
[null,null,null,null,null,59.990770845897643,2114,null,2.1139999999998782]
[null,null,null,null,null,59.990771544507851,2115,null,2.1149999999998781]
[null,null,null,null,null,59.990772243094803,2116,null,2.115999999999878]
[null,null,null,null,null,59.990772941658491,2117,null,2.1169999999998779]
[null,null,null,null,null,59.990773640198931,2118,null,2.1179999999998778]
[null,null,null,null,null,59.990774338716108,2119,null,2.1189999999998776]
[null,null,null,null,null,59.990775037210035,2120,null,2.1199999999998775]
[null,null,null,null,null,59.990775735680707,2121,null,2.1209999999998774]
[null,null,null,null,null,59.990776434128122,2122,null,2.1219999999998773]
[null,null,null,null,null,59.990777132552282,2123,null,2.1229999999998772]
[null,null,null,null,null,59.990777830953192,2124,null,2.1239999999998771]
[null,null,null,null,null,59.990778529330854,2125,null,2.124999999999877]
[null,null,null,null,null,59.990779227685266,2126,null,2.1259999999998769]
[null,null,null,null,null,59.99077992601643,2127,null,2.1269999999998768]
[null,null,null,null,null,59.990780624324337,2128,null,2.1279999999998767]
[null,null,null,null,null,59.990781322609003,2129,null,2.1289999999998765]
[null,null,null,null,null,59.990782020870427,2130,null,2.1299999999998764]
[null,null,null,null,null,59.990782719108601,2131,null,2.1309999999998763]
[null,null,null,null,null,59.990783417323527,2132,null,2.1319999999998762]
[null,null,null,null,null,59.990784115515211,2133,null,2.1329999999998761]
[null,null,null,null,null,59.990784813683653,2134,null,2.133999999999876]
[null,null,null,null,null,59.990785511828854,2135,null,2.1349999999998759]
[null,null,null,null,null,59.990786209950812,2136,null,2.1359999999998758]
[null,null,null,null,null,59.990786908049529,2137,null,2.1369999999998757]
[null,null,null,null,null,59.990787606125004,2138,null,2.1379999999998756]
[null,null,null,null,null,59.990788304177244,2139,null,2.1389999999998754]
[null,null,null,null,null,59.990789002206249,2140,null,2.1399999999998753]
[null,null,null,null,null,59.990789700212012,2141,null,2.1409999999998752]
[null,null,null,null,null,59.990790398194541,2142,null,2.1419999999998751]
[null,null,null,null,null,59.990791096153835,2143,null,2.142999999999875]
[null,null,null,null,null,59.990791794089894,2144,null,2.1439999999998749]
[null,null,null,null,null,59.990792492002718,2145,null,2.1449999999998748]
[null,null,null,null,null,59.990793189892308,2146,null,2.1459999999998747]
[null,null,null,null,null,59.99079388775867,2147,null,2.1469999999998746]
[null,null,null,null,null,59.990794585601805,2148,null,2.1479999999998745]
[null,null,null,null,null,59.990795283421704,2149,null,2.1489999999998743]
[null,null,null,null,null,59.990795981218376,2150,null,2.1499999999998742]
[null,null,null,null,null,59.990796678991813,2151,null,2.1509999999998741]
[null,null,null,null,null,59.99079737674203,2152,null,2.151999999999874]
[null,null,null,null,null,59.990798074469019,2153,null,2.1529999999998739]
[null,null,null,null,null,59.990798772172788,2154,null,2.1539999999998738]
[null,null,null,null,null,59.990799469853322,2155,null,2.1549999999998737]
[null,null,null,null,null,59.990800167510642,2156,null,2.1559999999998736]
[null,null,null,null,null,59.990800865144728,2157,null,2.1569999999998735]
[null,null,null,null,null,59.9908015627556,2158,null,2.1579999999998734]
[null,null,null,null,null,59.990802260343251,2159,null,2.1589999999998732]
[null,null,null,null,null,59.990802957907675,2160,null,2.1599999999998731]
[null,null,null,null,null,59.990803655448886,2161,null,2.160999999999873]
[null,null,null,null,null,59.990804352966876,2162,null,2.1619999999998729]
[null,null,null,null,null,59.990805050461645,2163,null,2.1629999999998728]
[null,null,null,null,null,59.990805747933202,2164,null,2.1639999999998727]
[null,null,null,null,null,59.990806445381544,2165,null,2.1649999999998726]
[null,null,null,null,null,59.990807142806666,2166,null,2.1659999999998725]
[null,null,null,null,null,59.990807840208575,2167,null,2.1669999999998724]
[null,null,null,null,null,59.990808537587277,2168,null,2.1679999999998723]
[null,null,null,null,null,59.990809234942759,2169,null,2.1689999999998721]
[null,null,null,null,null,59.990809932275035,2170,null,2.169999999999872]
[null,null,null,null,null,59.990810629584097,2171,null,2.1709999999998719]
[null,null,null,null,null,59.990811326869945,2172,null,2.1719999999998718]
[null,null,null,null,null,59.990812024132588,2173,null,2.1729999999998717]
[null,null,null,null,null,59.990812721372023,2174,null,2.1739999999998716]
[null,null,null,null,null,59.990813418588253,2175,null,2.1749999999998715]
[null,null,null,null,null,59.990814115781269,2176,null,2.1759999999998714]
[null,null,null,null,null,59.990814812951086,2177,null,2.1769999999998713]
[null,null,null,null,null,59.990815510097697,2178,null,2.1779999999998712]
[null,null,null,null,null,59.990816207221101,2179,null,2.178999999999871]
[null,null,null,null,null,59.990816904321306,2180,null,2.1799999999998709]
[null,null,null,null,null,59.990817601398312,2181,null,2.1809999999998708]
[null,null,null,null,null,59.990818298452112,2182,null,2.1819999999998707]
[null,null,null,null,null,59.990818995482712,2183,null,2.1829999999998706]
[null,null,null,null,null,59.990819692490113,2184,null,2.1839999999998705]
[null,null,null,null,null,59.990820389474315,2185,null,2.1849999999998704]
[null,null,null,null,null,59.990821086435318,2186,null,2.1859999999998703]
[null,null,null,null,null,59.990821783373129,2187,null,2.1869999999998702]
[null,null,null,null,null,59.99082248028774,2188,null,2.18799999999987]
[null,null,null,null,null,59.990823177179159,2189,null,2.1889999999998699]
[null,null,null,null,null,59.990823874047379,2190,null,2.1899999999998698]
[null,null,null,null,null,59.990824570892407,2191,null,2.1909999999998697]
[null,null,null,null,null,59.99082526771425,2192,null,2.1919999999998696]
[null,null,null,null,null,59.990825964512894,2193,null,2.1929999999998695]
[null,null,null,null,null,59.990826661288345,2194,null,2.1939999999998694]
[null,null,null,null,null,59.990827358040612,2195,null,2.1949999999998693]
[null,null,null,null,null,59.990828054769686,2196,null,2.1959999999998692]
[null,null,null,null,null,59.990828751475576,2197,null,2.1969999999998691]
[null,null,null,null,null,59.990829448158273,2198,null,2.1979999999998689]
[null,null,null,null,null,59.990830144817792,2199,null,2.1989999999998688]
[null,null,null,null,null,59.99083084145412,2200,null,2.1999999999998687]
[null,null,null,null,null,59.990831538067262,2201,null,2.2009999999998686]
[null,null,null,null,null,59.990832234657226,2202,null,2.2019999999998685]
[null,null,null,null,null,59.990832931223999,2203,null,2.2029999999998684]
[null,null,null,null,null,59.9908336277676,2204,null,2.2039999999998683]
[null,null,null,null,null,59.990834324288009,2205,null,2.2049999999998682]
[null,null,null,null,null,59.990835020785248,2206,null,2.2059999999998681]
[null,null,null,null,null,59.990835717259301,2207,null,2.206999999999868]
[null,null,null,null,null,59.990836413710177,2208,null,2.2079999999998678]
[null,null,null,null,null,59.990837110137875,2209,null,2.2089999999998677]
[null,null,null,null,null,59.990837806542395,2210,null,2.2099999999998676]
[null,null,null,null,null,59.990838502923744,2211,null,2.2109999999998675]
[null,null,null,null,null,59.990839199281915,2212,null,2.2119999999998674]
[null,null,null,null,null,59.990839895616908,2213,null,2.2129999999998673]
[null,null,null,null,null,59.99084059192873,2214,null,2.2139999999998672]
[null,null,null,null,null,59.990841288217382,2215,null,2.2149999999998671]
[null,null,null,null,null,59.990841984482863,2216,null,2.215999999999867]
[null,null,null,null,null,59.990842680725173,2217,null,2.2169999999998669]
[null,null,null,null,null,59.990843376944312,2218,null,2.2179999999998667]
[null,null,null,null,null,59.990844073140281,2219,null,2.2189999999998666]
[null,null,null,null,null,59.990844769313085,2220,null,2.2199999999998665]
[null,null,null,null,null,59.990845465462719,2221,null,2.2209999999998664]
[null,null,null,null,null,59.990846161589189,2222,null,2.2219999999998663]
[null,null,null,null,null,59.990846857692489,2223,null,2.2229999999998662]
[null,null,null,null,null,59.990847553772625,2224,null,2.2239999999998661]
[null,null,null,null,null,59.990848249829604,2225,null,2.224999999999866]
[null,null,null,null,null,59.990848945863412,2226,null,2.2259999999998659]
[null,null,null,null,null,59.990849641874064,2227,null,2.2269999999998658]
[null,null,null,null,null,59.990850337861552,2228,null,2.2279999999998656]
[null,null,null,null,null,59.990851033825884,2229,null,2.2289999999998655]
[null,null,null,null,null,59.990851729767051,2230,null,2.2299999999998654]
[null,null,null,null,null,59.990852425685063,2231,null,2.2309999999998653]
[null,null,null,null,null,59.990853121579917,2232,null,2.2319999999998652]
[null,null,null,null,null,59.990853817451608,2233,null,2.2329999999998651]
[null,null,null,null,null,59.99085451330015,2234,null,2.233999999999865]
[null,null,null,null,null,59.990855209125534,2235,null,2.2349999999998649]
[null,null,null,null,null,59.99085590492777,2236,null,2.2359999999998648]
[null,null,null,null,null,59.990856600706849,2237,null,2.2369999999998647]
[null,null,null,null,null,59.990857296462771,2238,null,2.2379999999998645]
[null,null,null,null,null,59.990857992195544,2239,null,2.2389999999998644]
[null,null,null,null,null,59.990858687905167,2240,null,2.2399999999998643]
[null,null,null,null,null,59.990859383591641,2241,null,2.2409999999998642]
[null,null,null,null,null,59.990860079254965,2242,null,2.2419999999998641]
[null,null,null,null,null,59.990860774895147,2243,null,2.242999999999864]
[null,null,null,null,null,59.990861470512172,2244,null,2.2439999999998639]
[null,null,null,null,null,59.990862166106055,2245,null,2.2449999999998638]
[null,null,null,null,null,59.990862861676796,2246,null,2.2459999999998637]
[null,null,null,null,null,59.990863557224387,2247,null,2.2469999999998636]
[null,null,null,null,null,59.990864252748835,2248,null,2.2479999999998634]
[null,null,null,null,null,59.990864948250142,2249,null,2.2489999999998633]
[null,null,null,null,null,59.990865643728306,2250,null,2.2499999999998632]
[null,null,null,null,null,59.990866339183334,2251,null,2.2509999999998631]
[null,null,null,null,null,59.990867034615214,2252,null,2.251999999999863]
[null,null,null,null,null,59.990867730023957,2253,null,2.2529999999998629]
[null,null,null,null,null,59.990868425409566,2254,null,2.2539999999998628]
[null,null,null,null,null,59.990869120772032,2255,null,2.2549999999998627]
[null,null,null,null,null,59.990869816111363,2256,null,2.2559999999998626]
[null,null,null,null,null,59.990870511427559,2257,null,2.2569999999998624]
[null,null,null,null,null,59.99087120672062,2258,null,2.2579999999998623]
[null,null,null,null,null,59.990871901990545,2259,null,2.2589999999998622]
[null,null,null,null,null,59.990872597237335,2260,null,2.2599999999998621]
[null,null,null,null,null,59.990873292460996,2261,null,2.260999999999862]
[null,null,null,null,null,59.99087398766153,2262,null,2.2619999999998619]
[null,null,null,null,null,59.990874682838928,2263,null,2.2629999999998618]
[null,null,null,null,null,59.990875377993191,2264,null,2.2639999999998617]
[null,null,null,null,null,59.990876073124333,2265,null,2.2649999999998616]
[null,null,null,null,null,59.990876768232347,2266,null,2.2659999999998615]
[null,null,null,null,null,59.990877463317226,2267,null,2.2669999999998613]
[null,null,null,null,null,59.99087815837899,2268,null,2.2679999999998612]
[null,null,null,null,null,59.99087885341762,2269,null,2.2689999999998611]
[null,null,null,null,null,59.990879548433128,2270,null,2.269999999999861]
[null,null,null,null,null,59.990880243425515,2271,null,2.2709999999998609]
[null,null,null,null,null,59.990880938394774,2272,null,2.2719999999998608]
[null,null,null,null,null,59.990881633340912,2273,null,2.2729999999998607]
[null,null,null,null,null,59.990882328263929,2274,null,2.2739999999998606]
[null,null,null,null,null,59.990883023163832,2275,null,2.2749999999998605]
[null,null,null,null,null,59.990883718040607,2276,null,2.2759999999998604]
[null,null,null,null,null,59.990884412894268,2277,null,2.2769999999998602]
[null,null,null,null,null,59.990885107724807,2278,null,2.2779999999998601]
[null,null,null,null,null,59.990885802532233,2279,null,2.27899999999986]
[null,null,null,null,null,59.990886497316545,2280,null,2.2799999999998599]
[null,null,null,null,null,59.990887192077743,2281,null,2.2809999999998598]
[null,null,null,null,null,59.99088788681582,2282,null,2.2819999999998597]
[null,null,null,null,null,59.99088858153079,2283,null,2.2829999999998596]
[null,null,null,null,null,59.990889276222646,2284,null,2.2839999999998595]
[null,null,null,null,null,59.990889970891388,2285,null,2.2849999999998594]
[null,null,null,null,null,59.990890665537023,2286,null,2.2859999999998593]
[null,null,null,null,null,59.990891360159544,2287,null,2.2869999999998591]
[null,null,null,null,null,59.990892054758959,2288,null,2.287999999999859]
[null,null,null,null,null,59.990892749335266,2289,null,2.2889999999998589]
[null,null,null,null,null,59.99089344388846,2290,null,2.2899999999998588]
[null,null,null,null,null,59.990894138418554,2291,null,2.2909999999998587]
[null,null,null,null,null,59.990894832925541,2292,null,2.2919999999998586]
[null,null,null,null,null,59.990895527409428,2293,null,2.2929999999998585]
[null,null,null,null,null,59.990896221870202,2294,null,2.2939999999998584]
[null,null,null,null,null,59.990896916307882,2295,null,2.2949999999998583]
[null,null,null,null,null,59.990897610722456,2296,null,2.2959999999998582]
[null,null,null,null,null,59.990898305113923,2297,null,2.296999999999858]
[null,null,null,null,null,59.990898999482297,2298,null,2.2979999999998579]
[null,null,null,null,null,59.990899693827572,2299,null,2.2989999999998578]
[null,null,null,null,null,59.990900388149747,2300,null,2.2999999999998577]
[null,null,null,null,null,59.990901082448822,2301,null,2.3009999999998576]
[null,null,null,null,null,59.990901776724805,2302,null,2.3019999999998575]
[null,null,null,null,null,59.990902470977687,2303,null,2.3029999999998574]
[null,null,null,null,null,59.990903165207477,2304,null,2.3039999999998573]
[null,null,null,null,null,59.990903859414168,2305,null,2.3049999999998572]
[null,null,null,null,null,59.990904553597773,2306,null,2.3059999999998571]
[null,null,null,null,null,59.990905247758285,2307,null,2.3069999999998569]
[null,null,null,null,null,59.990905941895697,2308,null,2.3079999999998568]
[null,null,null,null,null,59.990906636010024,2309,null,2.3089999999998567]
[null,null,null,null,null,59.990907330101265,2310,null,2.3099999999998566]
[null,null,null,null,null,59.990908024169407,2311,null,2.3109999999998565]
[null,null,null,null,null,59.99090871821447,2312,null,2.3119999999998564]
[null,null,null,null,null,59.990909412236441,2313,null,2.3129999999998563]
[null,null,null,null,null,59.990910106235326,2314,null,2.3139999999998562]
[null,null,null,null,null,59.990910800211132,2315,null,2.3149999999998561]
[null,null,null,null,null,59.990911494163846,2316,null,2.315999999999856]
[null,null,null,null,null,59.990912188093475,2317,null,2.3169999999998558]
[null,null,null,null,null,59.990912882000025,2318,null,2.3179999999998557]
[null,null,null,null,null,59.990913575883496,2319,null,2.3189999999998556]
[null,null,null,null,null,59.990914269743882,2320,null,2.3199999999998555]
[null,null,null,null,null,59.99091496358119,2321,null,2.3209999999998554]
[null,null,null,null,null,59.990915657395412,2322,null,2.3219999999998553]
[null,null,null,null,null,59.990916351186563,2323,null,2.3229999999998552]
[null,null,null,null,null,59.990917044954628,2324,null,2.3239999999998551]
[null,null,null,null,null,59.990917738699622,2325,null,2.324999999999855]
[null,null,null,null,null,59.990918432421545,2326,null,2.3259999999998549]
[null,null,null,null,null,59.990919126120382,2327,null,2.3269999999998547]
[null,null,null,null,null,59.990919819796154,2328,null,2.3279999999998546]
[null,null,null,null,null,59.990920513448849,2329,null,2.3289999999998545]
[null,null,null,null,null,59.990921207078472,2330,null,2.3299999999998544]
[null,null,null,null,null,59.990921900685017,2331,null,2.3309999999998543]
[null,null,null,null,null,59.990922594268497,2332,null,2.3319999999998542]
[null,null,null,null,null,59.990923287828906,2333,null,2.3329999999998541]
[null,null,null,null,null,59.990923981366251,2334,null,2.333999999999854]
[null,null,null,null,null,59.990924674880524,2335,null,2.3349999999998539]
[null,null,null,null,null,59.990925368371727,2336,null,2.3359999999998537]
[null,null,null,null,null,59.990926061839865,2337,null,2.3369999999998536]
[null,null,null,null,null,59.990926755284939,2338,null,2.3379999999998535]
[null,null,null,null,null,59.990927448706948,2339,null,2.3389999999998534]
[null,null,null,null,null,59.990928142105894,2340,null,2.3399999999998533]
[null,null,null,null,null,59.990928835481775,2341,null,2.3409999999998532]
[null,null,null,null,null,59.990929528834592,2342,null,2.3419999999998531]
[null,null,null,null,null,59.990930222164351,2343,null,2.342999999999853]
[null,null,null,null,null,59.990930915471054,2344,null,2.3439999999998529]
[null,null,null,null,null,59.990931608754693,2345,null,2.3449999999998528]
[null,null,null,null,null,59.990932302015267,2346,null,2.3459999999998526]
[null,null,null,null,null,59.990932995252791,2347,null,2.3469999999998525]
[null,null,null,null,null,59.990933688467258,2348,null,2.3479999999998524]
[null,null,null,null,null,59.990934381658668,2349,null,2.3489999999998523]
[null,null,null,null,null,59.990935074827021,2350,null,2.3499999999998522]
[null,null,null,null,null,59.990935767972317,2351,null,2.3509999999998521]
[null,null,null,null,null,59.990936461094563,2352,null,2.351999999999852]
[null,null,null,null,null,59.990937154193759,2353,null,2.3529999999998519]
[null,null,null,null,null,59.990937847269898,2354,null,2.3539999999998518]
[null,null,null,null,null,59.990938540322993,2355,null,2.3549999999998517]
[null,null,null,null,null,59.990939233353032,2356,null,2.3559999999998515]
[null,null,null,null,null,59.990939926360028,2357,null,2.3569999999998514]
[null,null,null,null,null,59.990940619343966,2358,null,2.3579999999998513]
[null,null,null,null,null,59.990941312304862,2359,null,2.3589999999998512]
[null,null,null,null,null,59.990942005242715,2360,null,2.3599999999998511]
[null,null,null,null,null,59.990942698157518,2361,null,2.360999999999851]
[null,null,null,null,null,59.990943391049278,2362,null,2.3619999999998509]
[null,null,null,null,null,59.990944083917995,2363,null,2.3629999999998508]
[null,null,null,null,null,59.990944776763669,2364,null,2.3639999999998507]
[null,null,null,null,null,59.990945469586293,2365,null,2.3649999999998506]
[null,null,null,null,null,59.990946162385889,2366,null,2.3659999999998504]
[null,null,null,null,null,59.990946855162434,2367,null,2.3669999999998503]
[null,null,null,null,null,59.990947547915944,2368,null,2.3679999999998502]
[null,null,null,null,null,59.990948240646411,2369,null,2.3689999999998501]
[null,null,null,null,null,59.990948933353849,2370,null,2.36999999999985]
[null,null,null,null,null,59.990949626038244,2371,null,2.3709999999998499]
[null,null,null,null,null,59.990950318699596,2372,null,2.3719999999998498]
[null,null,null,null,null,59.990951011337927,2373,null,2.3729999999998497]
[null,null,null,null,null,59.990951703953215,2374,null,2.3739999999998496]
[null,null,null,null,null,59.990952396545467,2375,null,2.3749999999998495]
[null,null,null,null,null,59.99095308911469,2376,null,2.3759999999998493]
[null,null,null,null,null,59.990953781660885,2377,null,2.3769999999998492]
[null,null,null,null,null,59.990954474184043,2378,null,2.3779999999998491]
[null,null,null,null,null,59.990955166684174,2379,null,2.378999999999849]
[null,null,null,null,null,59.990955859161275,2380,null,2.3799999999998489]
[null,null,null,null,null,59.990956551615348,2381,null,2.3809999999998488]
[null,null,null,null,null,59.990957244046392,2382,null,2.3819999999998487]
[null,null,null,null,null,59.990957936454414,2383,null,2.3829999999998486]
[null,null,null,null,null,59.990958628839408,2384,null,2.3839999999998485]
[null,null,null,null,null,59.990959321201373,2385,null,2.3849999999998484]
[null,null,null,null,null,59.990960013540317,2386,null,2.3859999999998482]
[null,null,null,null,null,59.990960705856239,2387,null,2.3869999999998481]
[null,null,null,null,null,59.990961398149139,2388,null,2.387999999999848]
[null,null,null,null,null,59.990962090419018,2389,null,2.3889999999998479]
[null,null,null,null,null,59.990962782665875,2390,null,2.3899999999998478]
[null,null,null,null,null,59.99096347488971,2391,null,2.3909999999998477]
[null,null,null,null,null,59.990964167090524,2392,null,2.3919999999998476]
[null,null,null,null,null,59.990964859268331,2393,null,2.3929999999998475]
[null,null,null,null,null,59.990965551423109,2394,null,2.3939999999998474]
[null,null,null,null,null,59.99096624355488,2395,null,2.3949999999998473]
[null,null,null,null,null,59.990966935663629,2396,null,2.3959999999998471]
[null,null,null,null,null,59.990967627749363,2397,null,2.396999999999847]
[null,null,null,null,null,59.99096831981209,2398,null,2.3979999999998469]
[null,null,null,null,null,59.990969011851803,2399,null,2.3989999999998468]
[null,null,null,null,null,59.990969703868501,2400,null,2.3999999999998467]
[null,null,null,null,null,59.990970395862185,2401,null,2.4009999999998466]
[null,null,null,null,null,59.990971087832861,2402,null,2.4019999999998465]
[null,null,null,null,null,59.99097177978053,2403,null,2.4029999999998464]
[null,null,null,null,null,59.990972471705192,2404,null,2.4039999999998463]
[null,null,null,null,null,59.990973163606846,2405,null,2.4049999999998461]
[null,null,null,null,null,59.990973855485493,2406,null,2.405999999999846]
[null,null,null,null,null,59.990974547341132,2407,null,2.4069999999998459]
[null,null,null,null,null,59.990975239173764,2408,null,2.4079999999998458]
[null,null,null,null,null,59.990975930983396,2409,null,2.4089999999998457]
[null,null,null,null,null,59.99097662277002,2410,null,2.4099999999998456]
[null,null,null,null,null,59.990977314533644,2411,null,2.4109999999998455]
[null,null,null,null,null,59.990978006274268,2412,null,2.4119999999998454]
[null,null,null,null,null,59.990978697991892,2413,null,2.4129999999998453]
[null,null,null,null,null,59.990979389686515,2414,null,2.4139999999998452]
[null,null,null,null,null,59.990980081358138,2415,null,2.414999999999845]
[null,null,null,null,null,59.990980773006761,2416,null,2.4159999999998449]
[null,null,null,null,null,59.990981464632391,2417,null,2.4169999999998448]
[null,null,null,null,null,59.990982156235027,2418,null,2.4179999999998447]
[null,null,null,null,null,59.990982847814664,2419,null,2.4189999999998446]
[null,null,null,null,null,59.9909835393713,2420,null,2.4199999999998445]
[null,null,null,null,null,59.990984230904949,2421,null,2.4209999999998444]
[null,null,null,null,null,59.990984922415606,2422,null,2.4219999999998443]
[null,null,null,null,null,59.99098561390327,2423,null,2.4229999999998442]
[null,null,null,null,null,59.99098630536794,2424,null,2.4239999999998441]
[null,null,null,null,null,59.990986996809625,2425,null,2.4249999999998439]
[null,null,null,null,null,59.990987688228316,2426,null,2.4259999999998438]
[null,null,null,null,null,59.990988379624021,2427,null,2.4269999999998437]
[null,null,null,null,null,59.990989070996733,2428,null,2.4279999999998436]
[null,null,null,null,null,59.990989762346466,2429,null,2.4289999999998435]
[null,null,null,null,null,59.990990453673206,2430,null,2.4299999999998434]
[null,null,null,null,null,59.990991144976967,2431,null,2.4309999999998433]
[null,null,null,null,null,59.990991836257741,2432,null,2.4319999999998432]
[null,null,null,null,null,59.99099252751553,2433,null,2.4329999999998431]
[null,null,null,null,null,59.990993218750333,2434,null,2.433999999999843]
[null,null,null,null,null,59.990993909962164,2435,null,2.4349999999998428]
[null,null,null,null,null,59.990994601151009,2436,null,2.4359999999998427]
[null,null,null,null,null,59.990995292316875,2437,null,2.4369999999998426]
[null,null,null,null,null,59.990995983459761,2438,null,2.4379999999998425]
[null,null,null,null,null,59.990996674579669,2439,null,2.4389999999998424]
[null,null,null,null,null,59.990997365676598,2440,null,2.4399999999998423]
[null,null,null,null,null,59.990998056750549,2441,null,2.4409999999998422]
[null,null,null,null,null,59.990998747801527,2442,null,2.4419999999998421]
[null,null,null,null,null,59.990999438829533,2443,null,2.442999999999842]
[null,null,null,null,null,59.991000129834561,2444,null,2.4439999999998419]
[null,null,null,null,null,59.991000820816623,2445,null,2.4449999999998417]
[null,null,null,null,null,59.991001511775707,2446,null,2.4459999999998416]
[null,null,null,null,null,59.991002202711819,2447,null,2.4469999999998415]
[null,null,null,null,null,59.991002893624959,2448,null,2.4479999999998414]
[null,null,null,null,null,59.991003584515134,2449,null,2.4489999999998413]
[null,null,null,null,null,59.991004275382338,2450,null,2.4499999999998412]
[null,null,null,null,null,59.991004966226576,2451,null,2.4509999999998411]
[null,null,null,null,null,59.991005657047843,2452,null,2.451999999999841]
[null,null,null,null,null,59.991006347846145,2453,null,2.4529999999998409]
[null,null,null,null,null,59.991007038621483,2454,null,2.4539999999998408]
[null,null,null,null,null,59.991007729373855,2455,null,2.4549999999998406]
[null,null,null,null,null,59.99100842010327,2456,null,2.4559999999998405]
[null,null,null,null,null,59.991009110809713,2457,null,2.4569999999998404]
[null,null,null,null,null,59.991009801493199,2458,null,2.4579999999998403]
[null,null,null,null,null,59.991010492153727,2459,null,2.4589999999998402]
[null,null,null,null,null,59.99101118279129,2460,null,2.4599999999998401]
[null,null,null,null,null,59.991011873405895,2461,null,2.46099999999984]
[null,null,null,null,null,59.991012563997543,2462,null,2.4619999999998399]
[null,null,null,null,null,59.991013254566234,2463,null,2.4629999999998398]
[null,null,null,null,null,59.991013945111966,2464,null,2.4639999999998397]
[null,null,null,null,null,59.991014635634741,2465,null,2.4649999999998395]
[null,null,null,null,null,59.991015326134566,2466,null,2.4659999999998394]
[null,null,null,null,null,59.991016016611432,2467,null,2.4669999999998393]
[null,null,null,null,null,59.991016707065342,2468,null,2.4679999999998392]
[null,null,null,null,null,59.991017397496307,2469,null,2.4689999999998391]
[null,null,null,null,null,59.991018087904315,2470,null,2.469999999999839]
[null,null,null,null,null,59.99101877828938,2471,null,2.4709999999998389]
[null,null,null,null,null,59.991019468651487,2472,null,2.4719999999998388]
[null,null,null,null,null,59.991020158990651,2473,null,2.4729999999998387]
[null,null,null,null,null,59.991020849306864,2474,null,2.4739999999998386]
[null,null,null,null,null,59.991021539600126,2475,null,2.4749999999998384]
[null,null,null,null,null,59.991022229870453,2476,null,2.4759999999998383]
[null,null,null,null,null,59.991022920117821,2477,null,2.4769999999998382]
[null,null,null,null,null,59.991023610342253,2478,null,2.4779999999998381]
[null,null,null,null,null,59.991024300543742,2479,null,2.478999999999838]
[null,null,null,null,null,59.991024990722281,2480,null,2.4799999999998379]
[null,null,null,null,null,59.991025680877883,2481,null,2.4809999999998378]
[null,null,null,null,null,59.991026371010541,2482,null,2.4819999999998377]
[null,null,null,null,null,59.991027061120263,2483,null,2.4829999999998376]
[null,null,null,null,null,59.991027751207042,2484,null,2.4839999999998374]
[null,null,null,null,null,59.991028441270885,2485,null,2.4849999999998373]
[null,null,null,null,null,59.991029131311791,2486,null,2.4859999999998372]
[null,null,null,null,null,59.991029821329754,2487,null,2.4869999999998371]
[null,null,null,null,null,59.991030511324787,2488,null,2.487999999999837]
[null,null,null,null,null,59.991031201296884,2489,null,2.4889999999998369]
[null,null,null,null,null,59.991031891246045,2490,null,2.4899999999998368]
[null,null,null,null,null,59.991032581172277,2491,null,2.4909999999998367]
[null,null,null,null,null,59.991033271075572,2492,null,2.4919999999998366]
[null,null,null,null,null,59.991033960955932,2493,null,2.4929999999998365]
[null,null,null,null,null,59.991034650813369,2494,null,2.4939999999998363]
[null,null,null,null,null,59.991035340647869,2495,null,2.4949999999998362]
[null,null,null,null,null,59.991036030459448,2496,null,2.4959999999998361]
[null,null,null,null,null,59.99103672024809,2497,null,2.496999999999836]
[null,null,null,null,null,59.99103741001381,2498,null,2.4979999999998359]
[null,null,null,null,null,59.991038099756601,2499,null,2.4989999999998358]
[null,null,null,null,null,59.99103878947647,2500,null,2.4999999999998357]
[null,null,null,null,null,59.991039479173409,2501,null,2.5009999999998356]
[null,null,null,null,null,59.991040168847427,2502,null,2.5019999999998355]
[null,null,null,null,null,59.991040858498522,2503,null,2.5029999999998354]
[null,null,null,null,null,59.991041548126695,2504,null,2.5039999999998352]
[null,null,null,null,null,59.991042237731946,2505,null,2.5049999999998351]
[null,null,null,null,null,59.991042927314275,2506,null,2.505999999999835]
[null,null,null,null,null,59.991043616873689,2507,null,2.5069999999998349]
[null,null,null,null,null,59.991044306410181,2508,null,2.5079999999998348]
[null,null,null,null,null,59.991044995923758,2509,null,2.5089999999998347]
[null,null,null,null,null,59.991045685414413,2510,null,2.5099999999998346]
[null,null,null,null,null,59.991046374882153,2511,null,2.5109999999998345]
[null,null,null,null,null,59.991047064326985,2512,null,2.5119999999998344]
[null,null,null,null,null,59.991047753748894,2513,null,2.5129999999998343]
[null,null,null,null,null,59.991048443147889,2514,null,2.5139999999998341]
[null,null,null,null,null,59.991049132523976,2515,null,2.514999999999834]
[null,null,null,null,null,59.991049821877148,2516,null,2.5159999999998339]
[null,null,null,null,null,59.991050511207412,2517,null,2.5169999999998338]
[null,null,null,null,null,59.991051200514761,2518,null,2.5179999999998337]
[null,null,null,null,null,59.991051889799209,2519,null,2.5189999999998336]
[null,null,null,null,null,59.991052579060742,2520,null,2.5199999999998335]
[null,null,null,null,null,59.991053268299368,2521,null,2.5209999999998334]
[null,null,null,null,null,59.991053957515085,2522,null,2.5219999999998333]
[null,null,null,null,null,59.991054646707902,2523,null,2.5229999999998332]
[null,null,null,null,null,59.99105533587781,2524,null,2.523999999999833]
[null,null,null,null,null,59.991056025024818,2525,null,2.5249999999998329]
[null,null,null,null,null,59.991056714148918,2526,null,2.5259999999998328]
[null,null,null,null,null,59.991057403250117,2527,null,2.5269999999998327]
[null,null,null,null,null,59.991058092328416,2528,null,2.5279999999998326]
[null,null,null,null,null,59.991058781383813,2529,null,2.5289999999998325]
[null,null,null,null,null,59.99105947041631,2530,null,2.5299999999998324]
[null,null,null,null,null,59.991060159425906,2531,null,2.5309999999998323]
[null,null,null,null,null,59.991060848412609,2532,null,2.5319999999998322]
[null,null,null,null,null,59.99106153737641,2533,null,2.5329999999998321]
[null,null,null,null,null,59.991062226317318,2534,null,2.5339999999998319]
[null,null,null,null,null,59.991062915235325,2535,null,2.5349999999998318]
[null,null,null,null,null,59.991063604130446,2536,null,2.5359999999998317]
[null,null,null,null,null,59.991064293002665,2537,null,2.5369999999998316]
[null,null,null,null,null,59.991064981851999,2538,null,2.5379999999998315]
[null,null,null,null,null,59.991065670678431,2539,null,2.5389999999998314]
[null,null,null,null,null,59.991066359481984,2540,null,2.5399999999998313]
[null,null,null,null,null,59.991067048262636,2541,null,2.5409999999998312]
[null,null,null,null,null,59.991067737020401,2542,null,2.5419999999998311]
[null,null,null,null,null,59.99106842575528,2543,null,2.542999999999831]
[null,null,null,null,null,59.991069114467273,2544,null,2.5439999999998308]
[null,null,null,null,null,59.991069803156371,2545,null,2.5449999999998307]
[null,null,null,null,null,59.99107049182259,2546,null,2.5459999999998306]
[null,null,null,null,null,59.991071180465923,2547,null,2.5469999999998305]
[null,null,null,null,null,59.991071869086369,2548,null,2.5479999999998304]
[null,null,null,null,null,59.991072557683935,2549,null,2.5489999999998303]
[null,null,null,null,null,59.991073246258615,2550,null,2.5499999999998302]
[null,null,null,null,null,59.991073934810416,2551,null,2.5509999999998301]
[null,null,null,null,null,59.99107462333933,2552,null,2.55199999999983]
[null,null,null,null,null,59.991075311845371,2553,null,2.5529999999998298]
[null,null,null,null,null,59.991076000328526,2554,null,2.5539999999998297]
[null,null,null,null,null,59.991076688788809,2555,null,2.5549999999998296]
[null,null,null,null,null,59.991077377226212,2556,null,2.5559999999998295]
[null,null,null,null,null,59.991078065640743,2557,null,2.5569999999998294]
[null,null,null,null,null,59.991078754032394,2558,null,2.5579999999998293]
[null,null,null,null,null,59.991079442401166,2559,null,2.5589999999998292]
[null,null,null,null,null,59.991080130747065,2560,null,2.5599999999998291]
[null,null,null,null,null,59.991080819070099,2561,null,2.560999999999829]
[null,null,null,null,null,59.991081507370254,2562,null,2.5619999999998289]
[null,null,null,null,null,59.991082195647536,2563,null,2.5629999999998287]
[null,null,null,null,null,59.991082883901953,2564,null,2.5639999999998286]
[null,null,null,null,null,59.991083572133498,2565,null,2.5649999999998285]
[null,null,null,null,null,59.99108426034217,2566,null,2.5659999999998284]
[null,null,null,null,null,59.991084948527977,2567,null,2.5669999999998283]
[null,null,null,null,null,59.991085636690919,2568,null,2.5679999999998282]
[null,null,null,null,null,59.991086324830995,2569,null,2.5689999999998281]
[null,null,null,null,null,59.991087012948206,2570,null,2.569999999999828]
[null,null,null,null,null,59.991087701042545,2571,null,2.5709999999998279]
[null,null,null,null,null,59.991088389114026,2572,null,2.5719999999998278]
[null,null,null,null,null,59.991089077162641,2573,null,2.5729999999998276]
[null,null,null,null,null,59.991089765188399,2574,null,2.5739999999998275]
[null,null,null,null,null,59.991090453191291,2575,null,2.5749999999998274]
[null,null,null,null,null,59.991091141171324,2576,null,2.5759999999998273]
[null,null,null,null,null,59.9910918291285,2577,null,2.5769999999998272]
[null,null,null,null,null,59.991092517062818,2578,null,2.5779999999998271]
[null,null,null,null,null,59.991093204974277,2579,null,2.578999999999827]
[null,null,null,null,null,59.991093892862878,2580,null,2.5799999999998269]
[null,null,null,null,null,59.991094580728621,2581,null,2.5809999999998268]
[null,null,null,null,null,59.991095268571513,2582,null,2.5819999999998267]
[null,null,null,null,null,59.991095956391547,2583,null,2.5829999999998265]
[null,null,null,null,null,59.99109664418873,2584,null,2.5839999999998264]
[null,null,null,null,null,59.991097331963061,2585,null,2.5849999999998263]
[null,null,null,null,null,59.991098019714535,2586,null,2.5859999999998262]
[null,null,null,null,null,59.991098707443165,2587,null,2.5869999999998261]
[null,null,null,null,null,59.991099395148943,2588,null,2.587999999999826]
[null,null,null,null,null,59.991100082831871,2589,null,2.5889999999998259]
[null,null,null,null,null,59.991100770491947,2590,null,2.5899999999998258]
[null,null,null,null,null,59.991101458129179,2591,null,2.5909999999998257]
[null,null,null,null,null,59.991102145743568,2592,null,2.5919999999998256]
[null,null,null,null,null,59.991102833335106,2593,null,2.5929999999998254]
[null,null,null,null,null,59.991103520903799,2594,null,2.5939999999998253]
[null,null,null,null,null,59.991104208449649,2595,null,2.5949999999998252]
[null,null,null,null,null,59.991104895972661,2596,null,2.5959999999998251]
[null,null,null,null,null,59.991105583472823,2597,null,2.596999999999825]
[null,null,null,null,null,59.991106270950148,2598,null,2.5979999999998249]
[null,null,null,null,null,59.991106958404629,2599,null,2.5989999999998248]
[null,null,null,null,null,59.991107645836273,2600,null,2.5999999999998247]
[null,null,null,null,null,59.99110833324508,2601,null,2.6009999999998246]
[null,null,null,null,null,59.991109020631043,2602,null,2.6019999999998245]
[null,null,null,null,null,59.991109707994177,2603,null,2.6029999999998243]
[null,null,null,null,null,59.991110395334466,2604,null,2.6039999999998242]
[null,null,null,null,null,59.991111082651926,2605,null,2.6049999999998241]
[null,null,null,null,null,59.991111769946549,2606,null,2.605999999999824]
[null,null,null,null,null,59.991112457218335,2607,null,2.6069999999998239]
[null,null,null,null,null,59.991113144467292,2608,null,2.6079999999998238]
[null,null,null,null,null,59.991113831693418,2609,null,2.6089999999998237]
[null,null,null,null,null,59.991114518896715,2610,null,2.6099999999998236]
[null,null,null,null,null,59.991115206077176,2611,null,2.6109999999998235]
[null,null,null,null,null,59.991115893234813,2612,null,2.6119999999998234]
[null,null,null,null,null,59.991116580369614,2613,null,2.6129999999998232]
[null,null,null,null,null,59.991117267481592,2614,null,2.6139999999998231]
[null,null,null,null,null,59.99111795457074,2615,null,2.614999999999823]
[null,null,null,null,null,59.991118641637065,2616,null,2.6159999999998229]
[null,null,null,null,null,59.991119328680568,2617,null,2.6169999999998228]
[null,null,null,null,null,59.991120015701242,2618,null,2.6179999999998227]
[null,null,null,null,null,59.991120702699092,2619,null,2.6189999999998226]
[null,null,null,null,null,59.99112138967412,2620,null,2.6199999999998225]
[null,null,null,null,null,59.991122076626333,2621,null,2.6209999999998224]
[null,null,null,null,null,59.991122763555715,2622,null,2.6219999999998223]
[null,null,null,null,null,59.991123450462283,2623,null,2.6229999999998221]
[null,null,null,null,null,59.991124137346027,2624,null,2.623999999999822]
[null,null,null,null,null,59.991124824206956,2625,null,2.6249999999998219]
[null,null,null,null,null,59.99112551104507,2626,null,2.6259999999998218]
[null,null,null,null,null,59.991126197860368,2627,null,2.6269999999998217]
[null,null,null,null,null,59.991126884652843,2628,null,2.6279999999998216]
[null,null,null,null,null,59.99112757142251,2629,null,2.6289999999998215]
[null,null,null,null,null,59.991128258169361,2630,null,2.6299999999998214]
[null,null,null,null,null,59.991128944893397,2631,null,2.6309999999998213]
[null,null,null,null,null,59.991129631594617,2632,null,2.6319999999998211]
[null,null,null,null,null,59.991130318273036,2633,null,2.632999999999821]
[null,null,null,null,null,59.991131004928633,2634,null,2.6339999999998209]
[null,null,null,null,null,59.991131691561428,2635,null,2.6349999999998208]
[null,null,null,null,null,59.991132378171415,2636,null,2.6359999999998207]
[null,null,null,null,null,59.991133064758586,2637,null,2.6369999999998206]
[null,null,null,null,null,59.991133751322955,2638,null,2.6379999999998205]
[null,null,null,null,null,59.991134437864524,2639,null,2.6389999999998204]
[null,null,null,null,null,59.991135124383277,2640,null,2.6399999999998203]
[null,null,null,null,null,59.991135810879229,2641,null,2.6409999999998202]
[null,null,null,null,null,59.991136497352379,2642,null,2.64199999999982]
[null,null,null,null,null,59.991137183802728,2643,null,2.6429999999998199]
[null,null,null,null,null,59.991137870230268,2644,null,2.6439999999998198]
[null,null,null,null,null,59.991138556635015,2645,null,2.6449999999998197]
[null,null,null,null,null,59.991139243016953,2646,null,2.6459999999998196]
[null,null,null,null,null,59.991139929376097,2647,null,2.6469999999998195]
[null,null,null,null,null,59.991140615712439,2648,null,2.6479999999998194]
[null,null,null,null,null,59.991141302025987,2649,null,2.6489999999998193]
[null,null,null,null,null,59.991141988316734,2650,null,2.6499999999998192]
[null,null,null,null,null,59.991142674584694,2651,null,2.6509999999998191]
[null,null,null,null,null,59.991143360829852,2652,null,2.6519999999998189]
[null,null,null,null,null,59.991144047052217,2653,null,2.6529999999998188]
[null,null,null,null,null,59.991144733251787,2654,null,2.6539999999998187]
[null,null,null,null,null,59.991145419428562,2655,null,2.6549999999998186]
[null,null,null,null,null,59.991146105582551,2656,null,2.6559999999998185]
[null,null,null,null,null,59.991146791713746,2657,null,2.6569999999998184]
[null,null,null,null,null,59.991147477822146,2658,null,2.6579999999998183]
[null,null,null,null,null,59.991148163907766,2659,null,2.6589999999998182]
[null,null,null,null,null,59.991148849970592,2660,null,2.6599999999998181]
[null,null,null,null,null,59.991149536010631,2661,null,2.660999999999818]
[null,null,null,null,null,59.991150222027883,2662,null,2.6619999999998178]
[null,null,null,null,null,59.991150908022355,2663,null,2.6629999999998177]
[null,null,null,null,null,59.99115159399404,2664,null,2.6639999999998176]
[null,null,null,null,null,59.991152279942938,2665,null,2.6649999999998175]
[null,null,null,null,null,59.991152965869048,2666,null,2.6659999999998174]
[null,null,null,null,null,59.991153651772386,2667,null,2.6669999999998173]
[null,null,null,null,null,59.991154337652937,2668,null,2.6679999999998172]
[null,null,null,null,null,59.991155023510707,2669,null,2.6689999999998171]
[null,null,null,null,null,59.991155709345698,2670,null,2.669999999999817]
[null,null,null,null,null,59.991156395157908,2671,null,2.6709999999998169]
[null,null,null,null,null,59.991157080947346,2672,null,2.6719999999998167]
[null,null,null,null,null,59.991157766714004,2673,null,2.6729999999998166]
[null,null,null,null,null,59.991158452457881,2674,null,2.6739999999998165]
[null,null,null,null,null,59.991159138178986,2675,null,2.6749999999998164]
[null,null,null,null,null,59.991159823877318,2676,null,2.6759999999998163]
[null,null,null,null,null,59.991160509552877,2677,null,2.6769999999998162]
[null,null,null,null,null,59.991161195205656,2678,null,2.6779999999998161]
[null,null,null,null,null,59.991161880835669,2679,null,2.678999999999816]
[null,null,null,null,null,59.99116256644291,2680,null,2.6799999999998159]
[null,null,null,null,null,59.991163252027384,2681,null,2.6809999999998158]
[null,null,null,null,null,59.991163937589086,2682,null,2.6819999999998156]
[null,null,null,null,null,59.991164623128014,2683,null,2.6829999999998155]
[null,null,null,null,null,59.991165308644177,2684,null,2.6839999999998154]
[null,null,null,null,null,59.991165994137575,2685,null,2.6849999999998153]
[null,null,null,null,null,59.991166679608206,2686,null,2.6859999999998152]
[null,null,null,null,null,59.991167365056072,2687,null,2.6869999999998151]
[null,null,null,null,null,59.991168050481171,2688,null,2.687999999999815]
[null,null,null,null,null,59.991168735883512,2689,null,2.6889999999998149]
[null,null,null,null,null,59.991169421263088,2690,null,2.6899999999998148]
[null,null,null,null,null,59.991170106619897,2691,null,2.6909999999998147]
[null,null,null,null,null,59.991170791953948,2692,null,2.6919999999998145]
[null,null,null,null,null,59.99117147726524,2693,null,2.6929999999998144]
[null,null,null,null,null,59.991172162553774,2694,null,2.6939999999998143]
[null,null,null,null,null,59.991172847819549,2695,null,2.6949999999998142]
[null,null,null,null,null,59.991173533062565,2696,null,2.6959999999998141]
[null,null,null,null,null,59.991174218282829,2697,null,2.696999999999814]
[null,null,null,null,null,59.991174903480335,2698,null,2.6979999999998139]
[null,null,null,null,null,59.991175588655082,2699,null,2.6989999999998138]
[null,null,null,null,null,59.991176273807078,2700,null,2.6999999999998137]
[null,null,null,null,null,59.991176958936315,2701,null,2.7009999999998136]
[null,null,null,null,null,59.991177644042807,2702,null,2.7019999999998134]
[null,null,null,null,null,59.991178329126548,2703,null,2.7029999999998133]
[null,null,null,null,null,59.99117901418753,2704,null,2.7039999999998132]
[null,null,null,null,null,59.991179699225768,2705,null,2.7049999999998131]
[null,null,null,null,null,59.991180384241254,2706,null,2.705999999999813]
[null,null,null,null,null,59.991181069233996,2707,null,2.7069999999998129]
[null,null,null,null,null,59.991181754203993,2708,null,2.7079999999998128]
[null,null,null,null,null,59.991182439151238,2709,null,2.7089999999998127]
[null,null,null,null,null,59.991183124075739,2710,null,2.7099999999998126]
[null,null,null,null,null,59.991183808977489,2711,null,2.7109999999998124]
[null,null,null,null,null,59.991184493856501,2712,null,2.7119999999998123]
[null,null,null,null,null,59.991185178712769,2713,null,2.7129999999998122]
[null,null,null,null,null,59.991185863546299,2714,null,2.7139999999998121]
[null,null,null,null,null,59.991186548357085,2715,null,2.714999999999812]
[null,null,null,null,null,59.991187233145126,2716,null,2.7159999999998119]
[null,null,null,null,null,59.991187917910437,2717,null,2.7169999999998118]
[null,null,null,null,null,59.991188602652997,2718,null,2.7179999999998117]
[null,null,null,null,null,59.991189287372826,2719,null,2.7189999999998116]
[null,null,null,null,null,59.991189972069918,2720,null,2.7199999999998115]
[null,null,null,null,null,59.991190656744273,2721,null,2.7209999999998113]
[null,null,null,null,null,59.991191341395897,2722,null,2.7219999999998112]
[null,null,null,null,null,59.991192026024777,2723,null,2.7229999999998111]
[null,null,null,null,null,59.991192710630934,2724,null,2.723999999999811]
[null,null,null,null,null,59.991193395214353,2725,null,2.7249999999998109]
[null,null,null,null,null,59.991194079775035,2726,null,2.7259999999998108]
[null,null,null,null,null,59.991194764312993,2727,null,2.7269999999998107]
[null,null,null,null,null,59.991195448828215,2728,null,2.7279999999998106]
[null,null,null,null,null,59.991196133320713,2729,null,2.7289999999998105]
[null,null,null,null,null,59.991196817790481,2730,null,2.7299999999998104]
[null,null,null,null,null,59.991197502237519,2731,null,2.7309999999998102]
[null,null,null,null,null,59.991198186661833,2732,null,2.7319999999998101]
[null,null,null,null,null,59.991198871063418,2733,null,2.73299999999981]
[null,null,null,null,null,59.991199555442286,2734,null,2.7339999999998099]
[null,null,null,null,null,59.991200239798417,2735,null,2.7349999999998098]
[null,null,null,null,null,59.991200924131832,2736,null,2.7359999999998097]
[null,null,null,null,null,59.991201608442523,2737,null,2.7369999999998096]
[null,null,null,null,null,59.991202292730492,2738,null,2.7379999999998095]
[null,null,null,null,null,59.991202976995744,2739,null,2.7389999999998094]
[null,null,null,null,null,59.991203661238274,2740,null,2.7399999999998093]
[null,null,null,null,null,59.99120434545808,2741,null,2.7409999999998091]
[null,null,null,null,null,59.991205029655177,2742,null,2.741999999999809]
[null,null,null,null,null,59.991205713829551,2743,null,2.7429999999998089]
[null,null,null,null,null,59.991206397981202,2744,null,2.7439999999998088]
[null,null,null,null,null,59.991207082110144,2745,null,2.7449999999998087]
[null,null,null,null,null,59.991207766216377,2746,null,2.7459999999998086]
[null,null,null,null,null,59.991208450299887,2747,null,2.7469999999998085]
[null,null,null,null,null,59.991209134360687,2748,null,2.7479999999998084]
[null,null,null,null,null,59.991209818398772,2749,null,2.7489999999998083]
[null,null,null,null,null,59.991210502414148,2750,null,2.7499999999998082]
[null,null,null,null,null,59.991211186406815,2751,null,2.750999999999808]
[null,null,null,null,null,59.991211870376766,2752,null,2.7519999999998079]
[null,null,null,null,null,59.991212554324015,2753,null,2.7529999999998078]
[null,null,null,null,null,59.991213238248555,2754,null,2.7539999999998077]
[null,null,null,null,null,59.991213922150386,2755,null,2.7549999999998076]
[null,null,null,null,null,59.991214606029509,2756,null,2.7559999999998075]
[null,null,null,null,null,59.991215289885929,2757,null,2.7569999999998074]
[null,null,null,null,null,59.99121597371964,2758,null,2.7579999999998073]
[null,null,null,null,null,59.99121665753065,2759,null,2.7589999999998072]
[null,null,null,null,null,59.991217341318958,2760,null,2.7599999999998071]
[null,null,null,null,null,59.991218025084564,2761,null,2.7609999999998069]
[null,null,null,null,null,59.991218708827468,2762,null,2.7619999999998068]
[null,null,null,null,null,59.99121939254767,2763,null,2.7629999999998067]
[null,null,null,null,null,59.991220076245177,2764,null,2.7639999999998066]
[null,null,null,null,null,59.991220759919983,2765,null,2.7649999999998065]
[null,null,null,null,null,59.991221443572087,2766,null,2.7659999999998064]
[null,null,null,null,null,59.991222127201496,2767,null,2.7669999999998063]
[null,null,null,null,null,59.99122281080821,2768,null,2.7679999999998062]
[null,null,null,null,null,59.99122349439223,2769,null,2.7689999999998061]
[null,null,null,null,null,59.991224177953555,2770,null,2.769999999999806]
[null,null,null,null,null,59.991224861492185,2771,null,2.7709999999998058]
[null,null,null,null,null,59.991225545008128,2772,null,2.7719999999998057]
[null,null,null,null,null,59.991226228501375,2773,null,2.7729999999998056]
[null,null,null,null,null,59.991226911971928,2774,null,2.7739999999998055]
[null,null,null,null,null,59.991227595419794,2775,null,2.7749999999998054]
[null,null,null,null,null,59.991228278844972,2776,null,2.7759999999998053]
[null,null,null,null,null,59.991228962247455,2777,null,2.7769999999998052]
[null,null,null,null,null,59.991229645627257,2778,null,2.7779999999998051]
[null,null,null,null,null,59.991230328984372,2779,null,2.778999999999805]
[null,null,null,null,null,59.991231012318799,2780,null,2.7799999999998048]
[null,null,null,null,null,59.991231695630539,2781,null,2.7809999999998047]
[null,null,null,null,null,59.991232378919598,2782,null,2.7819999999998046]
[null,null,null,null,null,59.99123306218597,2783,null,2.7829999999998045]
[null,null,null,null,null,59.99123374542966,2784,null,2.7839999999998044]
[null,null,null,null,null,59.991234428650671,2785,null,2.7849999999998043]
[null,null,null,null,null,59.991235111849001,2786,null,2.7859999999998042]
[null,null,null,null,null,59.99123579502465,2787,null,2.7869999999998041]
[null,null,null,null,null,59.991236478177619,2788,null,2.787999999999804]
[null,null,null,null,null,59.991237161307907,2789,null,2.7889999999998039]
[null,null,null,null,null,59.991237844415522,2790,null,2.7899999999998037]
[null,null,null,null,null,59.991238527500464,2791,null,2.7909999999998036]
[null,null,null,null,null,59.991239210562725,2792,null,2.7919999999998035]
[null,null,null,null,null,59.991239893602312,2793,null,2.7929999999998034]
[null,null,null,null,null,59.991240576619226,2794,null,2.7939999999998033]
[null,null,null,null,null,59.991241259613467,2795,null,2.7949999999998032]
[null,null,null,null,null,59.991241942585035,2796,null,2.7959999999998031]
[null,null,null,null,null,59.991242625533928,2797,null,2.796999999999803]
[null,null,null,null,null,59.991243308460156,2798,null,2.7979999999998029]
[null,null,null,null,null,59.99124399136371,2799,null,2.7989999999998028]
[null,null,null,null,null,59.991244674244598,2800,null,2.7999999999998026]
[null,null,null,null,null,59.991245357102812,2801,null,2.8009999999998025]
[null,null,null,null,null,59.991246039938368,2802,null,2.8019999999998024]
[null,null,null,null,null,59.991246722751249,2803,null,2.8029999999998023]
[null,null,null,null,null,59.991247405541472,2804,null,2.8039999999998022]
[null,null,null,null,null,59.991248088309028,2805,null,2.8049999999998021]
[null,null,null,null,null,59.991248771053918,2806,null,2.805999999999802]
[null,null,null,null,null,59.991249453776149,2807,null,2.8069999999998019]
[null,null,null,null,null,59.991250136475713,2808,null,2.8079999999998018]
[null,null,null,null,null,59.991250819152619,2809,null,2.8089999999998017]
[null,null,null,null,null,59.991251501806865,2810,null,2.8099999999998015]
[null,null,null,null,null,59.991252184438444,2811,null,2.8109999999998014]
[null,null,null,null,null,59.991252867047372,2812,null,2.8119999999998013]
[null,null,null,null,null,59.99125354963364,2813,null,2.8129999999998012]
[null,null,null,null,null,59.99125423219725,2814,null,2.8139999999998011]
[null,null,null,null,null,59.991254914738207,2815,null,2.814999999999801]
[null,null,null,null,null,59.991255597256504,2816,null,2.8159999999998009]
[null,null,null,null,null,59.99125627975215,2817,null,2.8169999999998008]
[null,null,null,null,null,59.991256962225144,2818,null,2.8179999999998007]
[null,null,null,null,null,59.991257644675485,2819,null,2.8189999999998006]
[null,null,null,null,null,59.991258327103168,2820,null,2.8199999999998004]
[null,null,null,null,null,59.991259009508205,2821,null,2.8209999999998003]
[null,null,null,null,null,59.99125969189059,2822,null,2.8219999999998002]
[null,null,null,null,null,59.991260374250331,2823,null,2.8229999999998001]
[null,null,null,null,null,59.991261056587412,2824,null,2.8239999999998]
[null,null,null,null,null,59.991261738901855,2825,null,2.8249999999997999]
[null,null,null,null,null,59.991262421193646,2826,null,2.8259999999997998]
[null,null,null,null,null,59.991263103462799,2827,null,2.8269999999997997]
[null,null,null,null,null,59.9912637857093,2828,null,2.8279999999997996]
[null,null,null,null,null,59.991264467933156,2829,null,2.8289999999997995]
[null,null,null,null,null,59.991265150134367,2830,null,2.8299999999997993]
[null,null,null,null,null,59.991265832312941,2831,null,2.8309999999997992]
[null,null,null,null,null,59.991266514468876,2832,null,2.8319999999997991]
[null,null,null,null,null,59.991267196602159,2833,null,2.832999999999799]
[null,null,null,null,null,59.991267878712812,2834,null,2.8339999999997989]
[null,null,null,null,null,59.991268560800819,2835,null,2.8349999999997988]
[null,null,null,null,null,59.991269242866196,2836,null,2.8359999999997987]
[null,null,null,null,null,59.991269924908927,2837,null,2.8369999999997986]
[null,null,null,null,null,59.991270606929028,2838,null,2.8379999999997985]
[null,null,null,null,null,59.991271288926491,2839,null,2.8389999999997984]
[null,null,null,null,null,59.991271970901316,2840,null,2.8399999999997982]
[null,null,null,null,null,59.99127265285351,2841,null,2.8409999999997981]
[null,null,null,null,null,59.991273334783067,2842,null,2.841999999999798]
[null,null,null,null,null,59.991274016689992,2843,null,2.8429999999997979]
[null,null,null,null,null,59.991274698574294,2844,null,2.8439999999997978]
[null,null,null,null,null,59.991275380435958,2845,null,2.8449999999997977]
[null,null,null,null,null,59.991276062274991,2846,null,2.8459999999997976]
[null,null,null,null,null,59.991276744091401,2847,null,2.8469999999997975]
[null,null,null,null,null,59.99127742588518,2848,null,2.8479999999997974]
[null,null,null,null,null,59.991278107656328,2849,null,2.8489999999997973]
[null,null,null,null,null,59.991278789404852,2850,null,2.8499999999997971]
[null,null,null,null,null,59.991279471130753,2851,null,2.850999999999797]
[null,null,null,null,null,59.991280152834022,2852,null,2.8519999999997969]
[null,null,null,null,null,59.991280834514676,2853,null,2.8529999999997968]
[null,null,null,null,null,59.991281516172705,2854,null,2.8539999999997967]
[null,null,null,null,null,59.991282197808111,2855,null,2.8549999999997966]
[null,null,null,null,null,59.991282879420893,2856,null,2.8559999999997965]
[null,null,null,null,null,59.991283561011059,2857,null,2.8569999999997964]
[null,null,null,null,null,59.991284242578601,2858,null,2.8579999999997963]
[null,null,null,null,null,59.991284924123526,2859,null,2.8589999999997961]
[null,null,null,null,null,59.991285605645828,2860,null,2.859999999999796]
[null,null,null,null,null,59.99128628714552,2861,null,2.8609999999997959]
[null,null,null,null,null,59.991286968622596,2862,null,2.8619999999997958]
[null,null,null,null,null,59.991287650077055,2863,null,2.8629999999997957]
[null,null,null,null,null,59.991288331508898,2864,null,2.8639999999997956]
[null,null,null,null,null,59.991289012918124,2865,null,2.8649999999997955]
[null,null,null,null,null,59.99128969430474,2866,null,2.8659999999997954]
[null,null,null,null,null,59.991290375668747,2867,null,2.8669999999997953]
[null,null,null,null,null,59.991291057010145,2868,null,2.8679999999997952]
[null,null,null,null,null,59.991291738328925,2869,null,2.868999999999795]
[null,null,null,null,null,59.991292419625097,2870,null,2.8699999999997949]
[null,null,null,null,null,59.991293100898666,2871,null,2.8709999999997948]
[null,null,null,null,null,59.991293782149626,2872,null,2.8719999999997947]
[null,null,null,null,null,59.991294463377976,2873,null,2.8729999999997946]
[null,null,null,null,null,59.991295144583717,2874,null,2.8739999999997945]
[null,null,null,null,null,59.991295825766862,2875,null,2.8749999999997944]
[null,null,null,null,null,59.991296506927391,2876,null,2.8759999999997943]
[null,null,null,null,null,59.991297188065325,2877,null,2.8769999999997942]
[null,null,null,null,null,59.991297869180656,2878,null,2.8779999999997941]
[null,null,null,null,null,59.991298550273385,2879,null,2.8789999999997939]
[null,null,null,null,null,59.991299231343511,2880,null,2.8799999999997938]
[null,null,null,null,null,59.991299912391035,2881,null,2.8809999999997937]
[null,null,null,null,null,59.991300593415964,2882,null,2.8819999999997936]
[null,null,null,null,null,59.991301274418291,2883,null,2.8829999999997935]
[null,null,null,null,null,59.991301955398022,2884,null,2.8839999999997934]
[null,null,null,null,null,59.991302636355151,2885,null,2.8849999999997933]
[null,null,null,null,null,59.991303317289692,2886,null,2.8859999999997932]
[null,null,null,null,null,59.991303998201637,2887,null,2.8869999999997931]
[null,null,null,null,null,59.991304679090987,2888,null,2.887999999999793]
[null,null,null,null,null,59.991305359957742,2889,null,2.8889999999997928]
[null,null,null,null,null,59.991306040801902,2890,null,2.8899999999997927]
[null,null,null,null,null,59.991306721623474,2891,null,2.8909999999997926]
[null,null,null,null,null,59.991307402422457,2892,null,2.8919999999997925]
[null,null,null,null,null,59.991308083198845,2893,null,2.8929999999997924]
[null,null,null,null,null,59.991308763952645,2894,null,2.8939999999997923]
[null,null,null,null,null,59.991309444683857,2895,null,2.8949999999997922]
[null,null,null,null,null,59.991310125392488,2896,null,2.8959999999997921]
[null,null,null,null,null,59.991310806078523,2897,null,2.896999999999792]
[null,null,null,null,null,59.991311486741978,2898,null,2.8979999999997919]
[null,null,null,null,null,59.991312167382844,2899,null,2.8989999999997917]
[null,null,null,null,null,59.99131284800113,2900,null,2.8999999999997916]
[null,null,null,null,null,59.991313528596834,2901,null,2.9009999999997915]
[null,null,null,null,null,59.99131420916995,2902,null,2.9019999999997914]
[null,null,null,null,null,59.991314889720492,2903,null,2.9029999999997913]
[null,null,null,null,null,59.991315570248446,2904,null,2.9039999999997912]
[null,null,null,null,null,59.991316250753826,2905,null,2.9049999999997911]
[null,null,null,null,null,59.991316931236625,2906,null,2.905999999999791]
[null,null,null,null,null,59.991317611696843,2907,null,2.9069999999997909]
[null,null,null,null,null,59.991318292134487,2908,null,2.9079999999997908]
[null,null,null,null,null,59.99131897254955,2909,null,2.9089999999997906]
[null,null,null,null,null,59.991319652942039,2910,null,2.9099999999997905]
[null,null,null,null,null,59.991320333311961,2911,null,2.9109999999997904]
[null,null,null,null,null,59.991321013659302,2912,null,2.9119999999997903]
[null,null,null,null,null,59.991321693984069,2913,null,2.9129999999997902]
[null,null,null,null,null,59.99132237428627,2914,null,2.9139999999997901]
[null,null,null,null,null,59.991323054565889,2915,null,2.91499999999979]
[null,null,null,null,null,59.991323734822949,2916,null,2.9159999999997899]
[null,null,null,null,null,59.991324415057434,2917,null,2.9169999999997898]
[null,null,null,null,null,59.991325095269353,2918,null,2.9179999999997897]
[null,null,null,null,null,59.991325775458698,2919,null,2.9189999999997895]
[null,null,null,null,null,59.991326455625483,2920,null,2.9199999999997894]
[null,null,null,null,null,59.991327135769694,2921,null,2.9209999999997893]
[null,null,null,null,null,59.991327815891346,2922,null,2.9219999999997892]
[null,null,null,null,null,59.99132849599043,2923,null,2.9229999999997891]
[null,null,null,null,null,59.991329176066955,2924,null,2.923999999999789]
[null,null,null,null,null,59.991329856120913,2925,null,2.9249999999997889]
[null,null,null,null,null,59.991330536152311,2926,null,2.9259999999997888]
[null,null,null,null,null,59.99133121616115,2927,null,2.9269999999997887]
[null,null,null,null,null,59.991331896147422,2928,null,2.9279999999997885]
[null,null,null,null,null,59.991332576111141,2929,null,2.9289999999997884]
[null,null,null,null,null,59.991333256052293,2930,null,2.9299999999997883]
[null,null,null,null,null,59.991333935970893,2931,null,2.9309999999997882]
[null,null,null,null,null,59.99133461586694,2932,null,2.9319999999997881]
[null,null,null,null,null,59.991335295740427,2933,null,2.932999999999788]
[null,null,null,null,null,59.991335975591355,2934,null,2.9339999999997879]
[null,null,null,null,null,59.991336655419737,2935,null,2.9349999999997878]
[null,null,null,null,null,59.991337335225559,2936,null,2.9359999999997877]
[null,null,null,null,null,59.991338015008829,2937,null,2.9369999999997876]
[null,null,null,null,null,59.991338694769546,2938,null,2.9379999999997874]
[null,null,null,null,null,59.991339374507717,2939,null,2.9389999999997873]
[null,null,null,null,null,59.991340054223336,2940,null,2.9399999999997872]
[null,null,null,null,null,59.991340733916402,2941,null,2.9409999999997871]
[null,null,null,null,null,59.991341413586923,2942,null,2.941999999999787]
[null,null,null,null,null,59.991342093234891,2943,null,2.9429999999997869]
[null,null,null,null,null,59.991342772860321,2944,null,2.9439999999997868]
[null,null,null,null,null,59.991343452463198,2945,null,2.9449999999997867]
[null,null,null,null,null,59.99134413204353,2946,null,2.9459999999997866]
[null,null,null,null,null,59.991344811601323,2947,null,2.9469999999997865]
[null,null,null,null,null,59.99134549113657,2948,null,2.9479999999997863]
[null,null,null,null,null,59.991346170649273,2949,null,2.9489999999997862]
[null,null,null,null,null,59.991346850139436,2950,null,2.9499999999997861]
[null,null,null,null,null,59.991347529607062,2951,null,2.950999999999786]
[null,null,null,null,null,59.991348209052141,2952,null,2.9519999999997859]
[null,null,null,null,null,59.991348888474683,2953,null,2.9529999999997858]
[null,null,null,null,null,59.991349567874686,2954,null,2.9539999999997857]
[null,null,null,null,null,59.991350247252157,2955,null,2.9549999999997856]
[null,null,null,null,null,59.991350926607083,2956,null,2.9559999999997855]
[null,null,null,null,null,59.991351605939478,2957,null,2.9569999999997854]
[null,null,null,null,null,59.991352285249334,2958,null,2.9579999999997852]
[null,null,null,null,null,59.991352964536659,2959,null,2.9589999999997851]
[null,null,null,null,null,59.991353643801453,2960,null,2.959999999999785]
[null,null,null,null,null,59.991354323043716,2961,null,2.9609999999997849]
[null,null,null,null,null,59.99135500226344,2962,null,2.9619999999997848]
[null,null,null,null,null,59.991355681460639,2963,null,2.9629999999997847]
[null,null,null,null,null,59.991356360635308,2964,null,2.9639999999997846]
[null,null,null,null,null,59.991357039787445,2965,null,2.9649999999997845]
[null,null,null,null,null,59.991357718917058,2966,null,2.9659999999997844]
[null,null,null,null,null,59.99135839802414,2967,null,2.9669999999997843]
[null,null,null,null,null,59.991359077108697,2968,null,2.9679999999997841]
[null,null,null,null,null,59.991359756170723,2969,null,2.968999999999784]
[null,null,null,null,null,59.991360435210233,2970,null,2.9699999999997839]
[null,null,null,null,null,59.99136111422721,2971,null,2.9709999999997838]
[null,null,null,null,null,59.991361793221671,2972,null,2.9719999999997837]
[null,null,null,null,null,59.991362472193607,2973,null,2.9729999999997836]
[null,null,null,null,null,59.991363151143027,2974,null,2.9739999999997835]
[null,null,null,null,null,59.991363830069915,2975,null,2.9749999999997834]
[null,null,null,null,null,59.991364508974293,2976,null,2.9759999999997833]
[null,null,null,null,null,59.991365187856147,2977,null,2.9769999999997832]
[null,null,null,null,null,59.991365866715483,2978,null,2.977999999999783]
[null,null,null,null,null,59.99136654555231,2979,null,2.9789999999997829]
[null,null,null,null,null,59.991367224366613,2980,null,2.9799999999997828]
[null,null,null,null,null,59.991367903158398,2981,null,2.9809999999997827]
[null,null,null,null,null,59.991368581927674,2982,null,2.9819999999997826]
[null,null,null,null,null,59.991369260674432,2983,null,2.9829999999997825]
[null,null,null,null,null,59.99136993939868,2984,null,2.9839999999997824]
[null,null,null,null,null,59.991370618100419,2985,null,2.9849999999997823]
[null,null,null,null,null,59.99137129677964,2986,null,2.9859999999997822]
[null,null,null,null,null,59.991371975436351,2987,null,2.9869999999997821]
[null,null,null,null,null,59.99137265407056,2988,null,2.9879999999997819]
[null,null,null,null,null,59.991373332682251,2989,null,2.9889999999997818]
[null,null,null,null,null,59.991374011271439,2990,null,2.9899999999997817]
[null,null,null,null,null,59.991374689838118,2991,null,2.9909999999997816]
[null,null,null,null,null,59.991375368382293,2992,null,2.9919999999997815]
[null,null,null,null,null,59.991376046903959,2993,null,2.9929999999997814]
[null,null,null,null,null,59.991376725403128,2994,null,2.9939999999997813]
[null,null,null,null,null,59.991377403879788,2995,null,2.9949999999997812]
[null,null,null,null,null,59.991378082333945,2996,null,2.9959999999997811]
[null,null,null,null,null,59.991378760765599,2997,null,2.996999999999781]
[null,null,null,null,null,59.99137943917475,2998,null,2.9979999999997808]
[null,null,null,null,null,59.991380117561405,2999,null,2.9989999999997807]
[null,null,null,null,null,59.991380795925558,3000,null,2.9999999999997806]
[null,null,null,null,null,59.991381474267214,3001,null,3.0009999999997805]
[null,null,null,null,null,59.991382152586375,3002,null,3.0019999999997804]
[null,null,null,null,null,59.991382830883033,3003,null,3.0029999999997803]
[null,null,null,null,null,59.991383509157203,3004,null,3.0039999999997802]
[null,null,null,null,null,59.991384187408869,3005,null,3.0049999999997801]
[null,null,null,null,null,59.991384865638047,3006,null,3.00599999999978]
[null,null,null,null,null,59.991385543844729,3007,null,3.0069999999997798]
[null,null,null,null,null,59.991386222028915,3008,null,3.0079999999997797]
[null,null,null,null,null,59.991386900190612,3009,null,3.0089999999997796]
[null,null,null,null,null,59.991387578329821,3010,null,3.0099999999997795]
[null,null,null,null,null,59.991388256446534,3011,null,3.0109999999997794]
[null,null,null,null,null,59.991388934540758,3012,null,3.0119999999997793]
[null,null,null,null,null,59.991389612612501,3013,null,3.0129999999997792]
[null,null,null,null,null,59.991390290661748,3014,null,3.0139999999997791]
[null,null,null,null,null,59.991390968688513,3015,null,3.014999999999779]
[null,null,null,null,null,59.99139164669279,3016,null,3.0159999999997789]
[null,null,null,null,null,59.991392324674585,3017,null,3.0169999999997787]
[null,null,null,null,null,59.991393002633892,3018,null,3.0179999999997786]
[null,null,null,null,null,59.991393680570717,3019,null,3.0189999999997785]
[null,null,null,null,null,59.99139435848506,3020,null,3.0199999999997784]
[null,null,null,null,null,59.991395036376915,3021,null,3.0209999999997783]
[null,null,null,null,null,59.991395714246295,3022,null,3.0219999999997782]
[null,null,null,null,null,59.991396392093193,3023,null,3.0229999999997781]
[null,null,null,null,null,59.991397069917618,3024,null,3.023999999999778]
[null,null,null,null,null,59.99139774771956,3025,null,3.0249999999997779]
[null,null,null,null,null,59.991398425499021,3026,null,3.0259999999997778]
[null,null,null,null,null,59.991399103256008,3027,null,3.0269999999997776]
[null,null,null,null,null,59.99139978099052,3028,null,3.0279999999997775]
[null,null,null,null,null,59.991400458702557,3029,null,3.0289999999997774]
[null,null,null,null,null,59.99140113639212,3030,null,3.0299999999997773]
[null,null,null,null,null,59.991401814059209,3031,null,3.0309999999997772]
[null,null,null,null,null,59.991402491703823,3032,null,3.0319999999997771]
[null,null,null,null,null,59.99140316932597,3033,null,3.032999999999777]
[null,null,null,null,null,59.991403846925643,3034,null,3.0339999999997769]
[null,null,null,null,null,59.991404524502848,3035,null,3.0349999999997768]
[null,null,null,null,null,59.991405202057578,3036,null,3.0359999999997767]
[null,null,null,null,null,59.991405879589848,3037,null,3.0369999999997765]
[null,null,null,null,null,59.991406557099644,3038,null,3.0379999999997764]
[null,null,null,null,null,59.99140723458698,3039,null,3.0389999999997763]
[null,null,null,null,null,59.991407912051848,3040,null,3.0399999999997762]
[null,null,null,null,null,59.991408589494249,3041,null,3.0409999999997761]
[null,null,null,null,null,59.991409266914182,3042,null,3.041999999999776]
[null,null,null,null,null,59.991409944311663,3043,null,3.0429999999997759]
[null,null,null,null,null,59.991410621686676,3044,null,3.0439999999997758]
[null,null,null,null,null,59.991411299039221,3045,null,3.0449999999997757]
[null,null,null,null,null,59.991411976369314,3046,null,3.0459999999997756]
[null,null,null,null,null,59.991412653676946,3047,null,3.0469999999997754]
[null,null,null,null,null,59.991413330962111,3048,null,3.0479999999997753]
[null,null,null,null,null,59.99141400822483,3049,null,3.0489999999997752]
[null,null,null,null,null,59.991414685465081,3050,null,3.0499999999997751]
[null,null,null,null,null,59.991415362682879,3051,null,3.050999999999775]
[null,null,null,null,null,59.991416039878224,3052,null,3.0519999999997749]
[null,null,null,null,null,59.991416717051116,3053,null,3.0529999999997748]
[null,null,null,null,null,59.991417394201548,3054,null,3.0539999999997747]
[null,null,null,null,null,59.991418071329527,3055,null,3.0549999999997746]
[null,null,null,null,null,59.991418748435059,3056,null,3.0559999999997745]
[null,null,null,null,null,59.991419425518139,3057,null,3.0569999999997743]
[null,null,null,null,null,59.991420102578765,3058,null,3.0579999999997742]
[null,null,null,null,null,59.991420779616945,3059,null,3.0589999999997741]
[null,null,null,null,null,59.991421456632672,3060,null,3.059999999999774]
[null,null,null,null,null,59.991422133625953,3061,null,3.0609999999997739]
[null,null,null,null,null,59.991422810596788,3062,null,3.0619999999997738]
[null,null,null,null,null,59.99142348754517,3063,null,3.0629999999997737]
[null,null,null,null,null,59.991424164471113,3064,null,3.0639999999997736]
[null,null,null,null,null,59.991424841374609,3065,null,3.0649999999997735]
[null,null,null,null,null,59.99142551825566,3066,null,3.0659999999997734]
[null,null,null,null,null,59.991426195114272,3067,null,3.0669999999997732]
[null,null,null,null,null,59.991426871950438,3068,null,3.0679999999997731]
[null,null,null,null,null,59.991427548764165,3069,null,3.068999999999773]
[null,null,null,null,null,59.991428225555453,3070,null,3.0699999999997729]
[null,null,null,null,null,59.991428902324301,3071,null,3.0709999999997728]
[null,null,null,null,null,59.991429579070704,3072,null,3.0719999999997727]
[null,null,null,null,null,59.991430255794675,3073,null,3.0729999999997726]
[null,null,null,null,null,59.991430932496208,3074,null,3.0739999999997725]
[null,null,null,null,null,59.991431609175301,3075,null,3.0749999999997724]
[null,null,null,null,null,59.991432285831962,3076,null,3.0759999999997722]
[null,null,null,null,null,59.991432962466192,3077,null,3.0769999999997721]
[null,null,null,null,null,59.991433639077982,3078,null,3.077999999999772]
[null,null,null,null,null,59.991434315667341,3079,null,3.0789999999997719]
[null,null,null,null,null,59.991434992234268,3080,null,3.0799999999997718]
[null,null,null,null,null,59.991435668778763,3081,null,3.0809999999997717]
[null,null,null,null,null,59.991436345300826,3082,null,3.0819999999997716]
[null,null,null,null,null,59.991437021800465,3083,null,3.0829999999997715]
[null,null,null,null,null,59.991437698277672,3084,null,3.0839999999997714]
[null,null,null,null,null,59.991438374732454,3085,null,3.0849999999997713]
[null,null,null,null,null,59.991439051164804,3086,null,3.0859999999997711]
[null,null,null,null,null,59.991439727574729,3087,null,3.086999999999771]
[null,null,null,null,null,59.99144040396223,3088,null,3.0879999999997709]
[null,null,null,null,null,59.991441080327306,3089,null,3.0889999999997708]
[null,null,null,null,null,59.991441756669957,3090,null,3.0899999999997707]
[null,null,null,null,null,59.991442432990191,3091,null,3.0909999999997706]
[null,null,null,null,null,59.991443109287999,3092,null,3.0919999999997705]
[null,null,null,null,null,59.991443785563384,3093,null,3.0929999999997704]
[null,null,null,null,null,59.99144446181635,3094,null,3.0939999999997703]
[null,null,null,null,null,59.991445138046899,3095,null,3.0949999999997702]
[null,null,null,null,null,59.991445814255023,3096,null,3.09599999999977]
[null,null,null,null,null,59.991446490440737,3097,null,3.0969999999997699]
[null,null,null,null,null,59.991447166604033,3098,null,3.0979999999997698]
[null,null,null,null,null,59.991447842744904,3099,null,3.0989999999997697]
[null,null,null,null,null,59.991448518863372,3100,null,3.0999999999997696]
[null,null,null,null,null,59.991449194959415,3101,null,3.1009999999997695]
[null,null,null,null,null,59.991449871033055,3102,null,3.1019999999997694]
[null,null,null,null,null,59.99145054708427,3103,null,3.1029999999997693]
[null,null,null,null,null,59.991451223113081,3104,null,3.1039999999997692]
[null,null,null,null,null,59.991451899119483,3105,null,3.1049999999997691]
[null,null,null,null,null,59.991452575103466,3106,null,3.1059999999997689]
[null,null,null,null,null,59.991453251065046,3107,null,3.1069999999997688]
[null,null,null,null,null,59.991453927004216,3108,null,3.1079999999997687]
[null,null,null,null,null,59.991454602920982,3109,null,3.1089999999997686]
[null,null,null,null,null,59.991455278815337,3110,null,3.1099999999997685]
[null,null,null,null,null,59.991455954687289,3111,null,3.1109999999997684]
[null,null,null,null,null,59.991456630536831,3112,null,3.1119999999997683]
[null,null,null,null,null,59.991457306363969,3113,null,3.1129999999997682]
[null,null,null,null,null,59.991457982168704,3114,null,3.1139999999997681]
[null,null,null,null,null,59.991458657951043,3115,null,3.114999999999768]
[null,null,null,null,null,59.991459333710971,3116,null,3.1159999999997678]
[null,null,null,null,null,59.991460009448502,3117,null,3.1169999999997677]
[null,null,null,null,null,59.991460685163638,3118,null,3.1179999999997676]
[null,null,null,null,null,59.99146136085637,3119,null,3.1189999999997675]
[null,null,null,null,null,59.991462036526698,3120,null,3.1199999999997674]
[null,null,null,null,null,59.991462712174638,3121,null,3.1209999999997673]
[null,null,null,null,null,59.991463387800174,3122,null,3.1219999999997672]
[null,null,null,null,null,59.99146406340332,3123,null,3.1229999999997671]
[null,null,null,null,null,59.991464738984064,3124,null,3.123999999999767]
[null,null,null,null,null,59.991465414542418,3125,null,3.1249999999997669]
[null,null,null,null,null,59.991466090078383,3126,null,3.1259999999997667]
[null,null,null,null,null,59.991466765591944,3127,null,3.1269999999997666]
[null,null,null,null,null,59.991467441083124,3128,null,3.1279999999997665]
[null,null,null,null,null,59.991468116551907,3129,null,3.1289999999997664]
[null,null,null,null,null,59.991468791998301,3130,null,3.1299999999997663]
[null,null,null,null,null,59.991469467422306,3131,null,3.1309999999997662]
[null,null,null,null,null,59.991470142823928,3132,null,3.1319999999997661]
[null,null,null,null,null,59.991470818203155,3133,null,3.132999999999766]
[null,null,null,null,null,59.991471493559999,3134,null,3.1339999999997659]
[null,null,null,null,null,59.991472168894454,3135,null,3.1349999999997658]
[null,null,null,null,null,59.991472844206527,3136,null,3.1359999999997656]
[null,null,null,null,null,59.991473519496218,3137,null,3.1369999999997655]
[null,null,null,null,null,59.991474194763519,3138,null,3.1379999999997654]
[null,null,null,null,null,59.991474870008439,3139,null,3.1389999999997653]
[null,null,null,null,null,59.991475545230983,3140,null,3.1399999999997652]
[null,null,null,null,null,59.991476220431139,3141,null,3.1409999999997651]
[null,null,null,null,null,59.991476895608919,3142,null,3.141999999999765]
[null,null,null,null,null,59.991477570764324,3143,null,3.1429999999997649]
[null,null,null,null,null,59.991478245897341,3144,null,3.1439999999997648]
[null,null,null,null,null,59.991478921007989,3145,null,3.1449999999997647]
[null,null,null,null,null,59.991479596096255,3146,null,3.1459999999997645]
[null,null,null,null,null,59.991480271162146,3147,null,3.1469999999997644]
[null,null,null,null,null,59.991480946205662,3148,null,3.1479999999997643]
[null,null,null,null,null,59.991481621226811,3149,null,3.1489999999997642]
[null,null,null,null,null,59.991482296225577,3150,null,3.1499999999997641]
[null,null,null,null,null,59.991482971201975,3151,null,3.150999999999764]
[null,null,null,null,null,59.991483646155999,3152,null,3.1519999999997639]
[null,null,null,null,null,59.991484321087654,3153,null,3.1529999999997638]
[null,null,null,null,null,59.991484995996942,3154,null,3.1539999999997637]
[null,null,null,null,null,59.991485670883854,3155,null,3.1549999999997635]
[null,null,null,null,null,59.991486345748406,3156,null,3.1559999999997634]
[null,null,null,null,null,59.991487020590583,3157,null,3.1569999999997633]
[null,null,null,null,null,59.991487695410399,3158,null,3.1579999999997632]
[null,null,null,null,null,59.991488370207847,3159,null,3.1589999999997631]
[null,null,null,null,null,59.991489044982927,3160,null,3.159999999999763]
[null,null,null,null,null,59.991489719735647,3161,null,3.1609999999997629]
[null,null,null,null,null,59.991490394466005,3162,null,3.1619999999997628]
[null,null,null,null,null,59.991491069173996,3163,null,3.1629999999997627]
[null,null,null,null,null,59.991491743859633,3164,null,3.1639999999997626]
[null,null,null,null,null,59.991492418522903,3165,null,3.1649999999997624]
[null,null,null,null,null,59.991493093163811,3166,null,3.1659999999997623]
[null,null,null,null,null,59.991493767782366,3167,null,3.1669999999997622]
[null,null,null,null,null,59.99149444237856,3168,null,3.1679999999997621]
[null,null,null,null,null,59.991495116952393,3169,null,3.168999999999762]
[null,null,null,null,null,59.991495791503873,3170,null,3.1699999999997619]
[null,null,null,null,null,59.991496466032999,3171,null,3.1709999999997618]
[null,null,null,null,null,59.991497140539771,3172,null,3.1719999999997617]
[null,null,null,null,null,59.991497815024182,3173,null,3.1729999999997616]
[null,null,null,null,null,59.991498489486247,3174,null,3.1739999999997615]
[null,null,null,null,null,59.991499163925958,3175,null,3.1749999999997613]
[null,null,null,null,null,59.991499838343316,3176,null,3.1759999999997612]
[null,null,null,null,null,59.991500512738327,3177,null,3.1769999999997611]
[null,null,null,null,null,59.991501187110984,3178,null,3.177999999999761]
[null,null,null,null,null,59.991501861461295,3179,null,3.1789999999997609]
[null,null,null,null,null,59.991502535789252,3180,null,3.1799999999997608]
[null,null,null,null,null,59.991503210094869,3181,null,3.1809999999997607]
[null,null,null,null,null,59.991503884378133,3182,null,3.1819999999997606]
[null,null,null,null,null,59.991504558639058,3183,null,3.1829999999997605]
[null,null,null,null,null,59.991505232877635,3184,null,3.1839999999997604]
[null,null,null,null,null,59.991505907093867,3185,null,3.1849999999997602]
[null,null,null,null,null,59.991506581287759,3186,null,3.1859999999997601]
[null,null,null,null,null,59.991507255459304,3187,null,3.18699999999976]
[null,null,null,null,null,59.99150792960851,3188,null,3.1879999999997599]
[null,null,null,null,null,59.991508603735376,3189,null,3.1889999999997598]
[null,null,null,null,null,59.991509277839903,3190,null,3.1899999999997597]
[null,null,null,null,null,59.99150995192209,3191,null,3.1909999999997596]
[null,null,null,null,null,59.991510625981938,3192,null,3.1919999999997595]
[null,null,null,null,null,59.991511300019447,3193,null,3.1929999999997594]
[null,null,null,null,null,59.991511974034623,3194,null,3.1939999999997593]
[null,null,null,null,null,59.991512648027459,3195,null,3.1949999999997591]
[null,null,null,null,null,59.991513321997971,3196,null,3.195999999999759]
[null,null,null,null,null,59.991513995946136,3197,null,3.1969999999997589]
[null,null,null,null,null,59.991514669871975,3198,null,3.1979999999997588]
[null,null,null,null,null,59.991515343775482,3199,null,3.1989999999997587]
[null,null,null,null,null,59.991516017656657,3200,null,3.1999999999997586]
[null,null,null,null,null,59.9915166915155,3201,null,3.2009999999997585]
[null,null,null,null,null,59.991517365352017,3202,null,3.2019999999997584]
[null,null,null,null,null,59.991518039166202,3203,null,3.2029999999997583]
[null,null,null,null,null,59.991518712958054,3204,null,3.2039999999997582]
[null,null,null,null,null,59.991519386727589,3205,null,3.204999999999758]
[null,null,null,null,null,59.991520060474791,3206,null,3.2059999999997579]
[null,null,null,null,null,59.991520734199668,3207,null,3.2069999999997578]
[null,null,null,null,null,59.991521407902219,3208,null,3.2079999999997577]
[null,null,null,null,null,59.991522081582453,3209,null,3.2089999999997576]
[null,null,null,null,null,59.991522755240354,3210,null,3.2099999999997575]
[null,null,null,null,null,59.991523428875944,3211,null,3.2109999999997574]
[null,null,null,null,null,59.991524102489201,3212,null,3.2119999999997573]
[null,null,null,null,null,59.991524776080148,3213,null,3.2129999999997572]
[null,null,null,null,null,59.991525449648769,3214,null,3.2139999999997571]
[null,null,null,null,null,59.991526123195072,3215,null,3.2149999999997569]
[null,null,null,null,null,59.991526796719057,3216,null,3.2159999999997568]
[null,null,null,null,null,59.991527470220724,3217,null,3.2169999999997567]
[null,null,null,null,null,59.99152814370008,3218,null,3.2179999999997566]
[null,null,null,null,null,59.991528817157118,3219,null,3.2189999999997565]
[null,null,null,null,null,59.991529490591837,3220,null,3.2199999999997564]
[null,null,null,null,null,59.991530164004246,3221,null,3.2209999999997563]
[null,null,null,null,null,59.991530837394343,3222,null,3.2219999999997562]
[null,null,null,null,null,59.991531510762123,3223,null,3.2229999999997561]
[null,null,null,null,null,59.991532184107598,3224,null,3.2239999999997559]
[null,null,null,null,null,59.991532857430762,3225,null,3.2249999999997558]
[null,null,null,null,null,59.991533530731608,3226,null,3.2259999999997557]
[null,null,null,null,null,59.991534204010151,3227,null,3.2269999999997556]
[null,null,null,null,null,59.991534877266389,3228,null,3.2279999999997555]
[null,null,null,null,null,59.991535550500316,3229,null,3.2289999999997554]
[null,null,null,null,null,59.99153622371194,3230,null,3.2299999999997553]
[null,null,null,null,null,59.991536896901252,3231,null,3.2309999999997552]
[null,null,null,null,null,59.991537570068267,3232,null,3.2319999999997551]
[null,null,null,null,null,59.991538243212972,3233,null,3.232999999999755]
[null,null,null,null,null,59.991538916335379,3234,null,3.2339999999997548]
[null,null,null,null,null,59.991539589435483,3235,null,3.2349999999997547]
[null,null,null,null,null,59.991540262513283,3236,null,3.2359999999997546]
[null,null,null,null,null,59.991540935568786,3237,null,3.2369999999997545]
[null,null,null,null,null,59.991541608601985,3238,null,3.2379999999997544]
[null,null,null,null,null,59.991542281612887,3239,null,3.2389999999997543]
[null,null,null,null,null,59.991542954601492,3240,null,3.2399999999997542]
[null,null,null,null,null,59.9915436275678,3241,null,3.2409999999997541]
[null,null,null,null,null,59.991544300511812,3242,null,3.241999999999754]
[null,null,null,null,null,59.991544973433527,3243,null,3.2429999999997539]
[null,null,null,null,null,59.991545646332952,3244,null,3.2439999999997537]
[null,null,null,null,null,59.99154631921008,3245,null,3.2449999999997536]
[null,null,null,null,null,59.991546992064912,3246,null,3.2459999999997535]
[null,null,null,null,null,59.991547664897453,3247,null,3.2469999999997534]
[null,null,null,null,null,59.991548337707705,3248,null,3.2479999999997533]
[null,null,null,null,null,59.991549010495667,3249,null,3.2489999999997532]
[null,null,null,null,null,59.99154968326134,3250,null,3.2499999999997531]
[null,null,null,null,null,59.991550356004723,3251,null,3.250999999999753]
[null,null,null,null,null,59.991551028725816,3252,null,3.2519999999997529]
[null,null,null,null,null,59.991551701424626,3253,null,3.2529999999997528]
[null,null,null,null,null,59.991552374101147,3254,null,3.2539999999997526]
[null,null,null,null,null,59.991553046755378,3255,null,3.2549999999997525]
[null,null,null,null,null,59.991553719387333,3256,null,3.2559999999997524]
[null,null,null,null,null,59.991554391996999,3257,null,3.2569999999997523]
[null,null,null,null,null,59.991555064584382,3258,null,3.2579999999997522]
[null,null,null,null,null,59.99155573714949,3259,null,3.2589999999997521]
[null,null,null,null,null,59.991556409692308,3260,null,3.259999999999752]
[null,null,null,null,null,59.99155708221285,3261,null,3.2609999999997519]
[null,null,null,null,null,59.99155775471111,3262,null,3.2619999999997518]
[null,null,null,null,null,59.991558427187094,3263,null,3.2629999999997517]
[null,null,null,null,null,59.991559099640803,3264,null,3.2639999999997515]
[null,null,null,null,null,59.991559772072229,3265,null,3.2649999999997514]
[null,null,null,null,null,59.991560444481379,3266,null,3.2659999999997513]
[null,null,null,null,null,59.991561116868255,3267,null,3.2669999999997512]
[null,null,null,null,null,59.991561789232854,3268,null,3.2679999999997511]
[null,null,null,null,null,59.991562461575185,3269,null,3.268999999999751]
[null,null,null,null,null,59.991563133895241,3270,null,3.2699999999997509]
[null,null,null,null,null,59.991563806193021,3271,null,3.2709999999997508]
[null,null,null,null,null,59.991564478468533,3272,null,3.2719999999997507]
[null,null,null,null,null,59.991565150721776,3273,null,3.2729999999997506]
[null,null,null,null,null,59.991565822952751,3274,null,3.2739999999997504]
[null,null,null,null,null,59.99156649516145,3275,null,3.2749999999997503]
[null,null,null,null,null,59.991567167347888,3276,null,3.2759999999997502]
[null,null,null,null,null,59.991567839512058,3277,null,3.2769999999997501]
[null,null,null,null,null,59.991568511653959,3278,null,3.27799999999975]
[null,null,null,null,null,59.991569183773599,3279,null,3.2789999999997499]
[null,null,null,null,null,59.991569855870971,3280,null,3.2799999999997498]
[null,null,null,null,null,59.991570527946081,3281,null,3.2809999999997497]
[null,null,null,null,null,59.991571199998923,3282,null,3.2819999999997496]
[null,null,null,null,null,59.99157187202951,3283,null,3.2829999999997495]
[null,null,null,null,null,59.99157254403783,3284,null,3.2839999999997493]
[null,null,null,null,null,59.991573216023895,3285,null,3.2849999999997492]
[null,null,null,null,null,59.991573887987691,3286,null,3.2859999999997491]
[null,null,null,null,null,59.991574559929241,3287,null,3.286999999999749]
[null,null,null,null,null,59.991575231848522,3288,null,3.2879999999997489]
[null,null,null,null,null,59.991575903745556,3289,null,3.2889999999997488]
[null,null,null,null,null,59.991576575620329,3290,null,3.2899999999997487]
[null,null,null,null,null,59.991577247472847,3291,null,3.2909999999997486]
[null,null,null,null,null,59.991577919303111,3292,null,3.2919999999997485]
[null,null,null,null,null,59.991578591111114,3293,null,3.2929999999997484]
[null,null,null,null,null,59.991579262896877,3294,null,3.2939999999997482]
[null,null,null,null,null,59.991579934660379,3295,null,3.2949999999997481]
[null,null,null,null,null,59.991580606401634,3296,null,3.295999999999748]
[null,null,null,null,null,59.991581278120634,3297,null,3.2969999999997479]
[null,null,null,null,null,59.991581949817387,3298,null,3.2979999999997478]
[null,null,null,null,null,59.991582621491894,3299,null,3.2989999999997477]
[null,null,null,null,null,59.991583293144153,3300,null,3.2999999999997476]
[null,null,null,null,null,59.991583964774158,3301,null,3.3009999999997475]
[null,null,null,null,null,59.991584636381923,3302,null,3.3019999999997474]
[null,null,null,null,null,59.991585307967441,3303,null,3.3029999999997472]
[null,null,null,null,null,59.991585979530718,3304,null,3.3039999999997471]
[null,null,null,null,null,59.991586651071749,3305,null,3.304999999999747]
[null,null,null,null,null,59.991587322590533,3306,null,3.3059999999997469]
[null,null,null,null,null,59.991587994087077,3307,null,3.3069999999997468]
[null,null,null,null,null,59.99158866556138,3308,null,3.3079999999997467]
[null,null,null,null,null,59.991589337013444,3309,null,3.3089999999997466]
[null,null,null,null,null,59.991590008443275,3310,null,3.3099999999997465]
[null,null,null,null,null,59.991590679850859,3311,null,3.3109999999997464]
[null,null,null,null,null,59.991591351236202,3312,null,3.3119999999997463]
[null,null,null,null,null,59.991592022599313,3313,null,3.3129999999997461]
[null,null,null,null,null,59.991592693940191,3314,null,3.313999999999746]
[null,null,null,null,null,59.991593365258829,3315,null,3.3149999999997459]
[null,null,null,null,null,59.991594036555234,3316,null,3.3159999999997458]
[null,null,null,null,null,59.991594707829407,3317,null,3.3169999999997457]
[null,null,null,null,null,59.991595379081346,3318,null,3.3179999999997456]
[null,null,null,null,null,59.991596050311053,3319,null,3.3189999999997455]
[null,null,null,null,null,59.991596721518526,3320,null,3.3199999999997454]
[null,null,null,null,null,59.991597392703767,3321,null,3.3209999999997453]
[null,null,null,null,null,59.991598063866789,3322,null,3.3219999999997452]
[null,null,null,null,null,59.991598735007571,3323,null,3.322999999999745]
[null,null,null,null,null,59.991599406126134,3324,null,3.3239999999997449]
[null,null,null,null,null,59.991600077222465,3325,null,3.3249999999997448]
[null,null,null,null,null,59.99160074829657,3326,null,3.3259999999997447]
[null,null,null,null,null,59.991601419348449,3327,null,3.3269999999997446]
[null,null,null,null,null,59.991602090378102,3328,null,3.3279999999997445]
[null,null,null,null,null,59.991602761385536,3329,null,3.3289999999997444]
[null,null,null,null,null,59.991603432370745,3330,null,3.3299999999997443]
[null,null,null,null,null,59.991604103333735,3331,null,3.3309999999997442]
[null,null,null,null,null,59.991604774274499,3332,null,3.3319999999997441]
[null,null,null,null,null,59.991605445193045,3333,null,3.3329999999997439]
[null,null,null,null,null,59.991606116089372,3334,null,3.3339999999997438]
[null,null,null,null,null,59.99160678696348,3335,null,3.3349999999997437]
[null,null,null,null,null,59.991607457815363,3336,null,3.3359999999997436]
[null,null,null,null,null,59.991608128645041,3337,null,3.3369999999997435]
[null,null,null,null,null,59.991608799452493,3338,null,3.3379999999997434]
[null,null,null,null,null,59.991609470237734,3339,null,3.3389999999997433]
[null,null,null,null,null,59.991610141000763,3340,null,3.3399999999997432]
[null,null,null,null,null,59.991610811741573,3341,null,3.3409999999997431]
[null,null,null,null,null,59.991611482460172,3342,null,3.341999999999743]
[null,null,null,null,null,59.991612153156559,3343,null,3.3429999999997428]
[null,null,null,null,null,59.991612823830742,3344,null,3.3439999999997427]
[null,null,null,null,null,59.991613494482706,3345,null,3.3449999999997426]
[null,null,null,null,null,59.991614165112459,3346,null,3.3459999999997425]
[null,null,null,null,null,59.991614835720007,3347,null,3.3469999999997424]
[null,null,null,null,null,59.991615506305351,3348,null,3.3479999999997423]
[null,null,null,null,null,59.991616176868483,3349,null,3.3489999999997422]
[null,null,null,null,null,59.991616847409411,3350,null,3.3499999999997421]
[null,null,null,null,null,59.991617517928134,3351,null,3.350999999999742]
[null,null,null,null,null,59.991618188424646,3352,null,3.3519999999997419]
[null,null,null,null,null,59.99161885889896,3353,null,3.3529999999997417]
[null,null,null,null,null,59.99161952935107,3354,null,3.3539999999997416]
[null,null,null,null,null,59.991620199780982,3355,null,3.3549999999997415]
[null,null,null,null,null,59.99162087018869,3356,null,3.3559999999997414]
[null,null,null,null,null,59.991621540574194,3357,null,3.3569999999997413]
[null,null,null,null,null,59.9916222109375,3358,null,3.3579999999997412]
[null,null,null,null,null,59.991622881278609,3359,null,3.3589999999997411]
[null,null,null,null,null,59.99162355159752,3360,null,3.359999999999741]
[null,null,null,null,null,59.991624221894234,3361,null,3.3609999999997409]
[null,null,null,null,null,59.991624892168751,3362,null,3.3619999999997408]
[null,null,null,null,null,59.991625562421071,3363,null,3.3629999999997406]
[null,null,null,null,null,59.9916262326512,3364,null,3.3639999999997405]
[null,null,null,null,null,59.991626902859132,3365,null,3.3649999999997404]
[null,null,null,null,null,59.991627573044873,3366,null,3.3659999999997403]
[null,null,null,null,null,59.991628243208424,3367,null,3.3669999999997402]
[null,null,null,null,null,59.991628913349778,3368,null,3.3679999999997401]
[null,null,null,null,null,59.991629583468949,3369,null,3.36899999999974]
[null,null,null,null,null,59.99163025356593,3370,null,3.3699999999997399]
[null,null,null,null,null,59.991630923640713,3371,null,3.3709999999997398]
[null,null,null,null,null,59.991631593693313,3372,null,3.3719999999997397]
[null,null,null,null,null,59.99163226372373,3373,null,3.3729999999997395]
[null,null,null,null,null,59.991632933731957,3374,null,3.3739999999997394]
[null,null,null,null,null,59.991633603718,3375,null,3.3749999999997393]
[null,null,null,null,null,59.991634273681854,3376,null,3.3759999999997392]
[null,null,null,null,null,59.991634943623531,3377,null,3.3769999999997391]
[null,null,null,null,null,59.991635613543025,3378,null,3.377999999999739]
[null,null,null,null,null,59.991636283440329,3379,null,3.3789999999997389]
[null,null,null,null,null,59.991636953315457,3380,null,3.3799999999997388]
[null,null,null,null,null,59.991637623168408,3381,null,3.3809999999997387]
[null,null,null,null,null,59.99163829299917,3382,null,3.3819999999997385]
[null,null,null,null,null,59.991638962807762,3383,null,3.3829999999997384]
[null,null,null,null,null,59.991639632594172,3384,null,3.3839999999997383]
[null,null,null,null,null,59.991640302358405,3385,null,3.3849999999997382]
[null,null,null,null,null,59.991640972100463,3386,null,3.3859999999997381]
[null,null,null,null,null,59.991641641820344,3387,null,3.386999999999738]
[null,null,null,null,null,59.991642311518056,3388,null,3.3879999999997379]
[null,null,null,null,null,59.991642981193586,3389,null,3.3889999999997378]
[null,null,null,null,null,59.991643650846946,3390,null,3.3899999999997377]
[null,null,null,null,null,59.991644320478137,3391,null,3.3909999999997376]
[null,null,null,null,null,59.991644990087153,3392,null,3.3919999999997374]
[null,null,null,null,null,59.991645659673999,3393,null,3.3929999999997373]
[null,null,null,null,null,59.991646329238677,3394,null,3.3939999999997372]
[null,null,null,null,null,59.991646998781185,3395,null,3.3949999999997371]
[null,null,null,null,null,59.991647668301525,3396,null,3.395999999999737]
[null,null,null,null,null,59.991648337799703,3397,null,3.3969999999997369]
[null,null,null,null,null,59.991649007275704,3398,null,3.3979999999997368]
[null,null,null,null,null,59.991649676729551,3399,null,3.3989999999997367]
[null,null,null,null,null,59.991650346161222,3400,null,3.3999999999997366]
[null,null,null,null,null,59.991651015570739,3401,null,3.4009999999997365]
[null,null,null,null,null,59.991651684958086,3402,null,3.4019999999997363]
[null,null,null,null,null,59.991652354323278,3403,null,3.4029999999997362]
[null,null,null,null,null,59.991653023666302,3404,null,3.4039999999997361]
[null,null,null,null,null,59.991653692987171,3405,null,3.404999999999736]
[null,null,null,null,null,59.991654362285878,3406,null,3.4059999999997359]
[null,null,null,null,null,59.991655031562424,3407,null,3.4069999999997358]
[null,null,null,null,null,59.991655700816814,3408,null,3.4079999999997357]
[null,null,null,null,null,59.991656370049043,3409,null,3.4089999999997356]
[null,null,null,null,null,59.991657039259124,3410,null,3.4099999999997355]
[null,null,null,null,null,59.991657708447043,3411,null,3.4109999999997354]
[null,null,null,null,null,59.991658377612808,3412,null,3.4119999999997352]
[null,null,null,null,null,59.991659046756418,3413,null,3.4129999999997351]
[null,null,null,null,null,59.99165971587788,3414,null,3.413999999999735]
[null,null,null,null,null,59.991660384977187,3415,null,3.4149999999997349]
[null,null,null,null,null,59.99166105405434,3416,null,3.4159999999997348]
[null,null,null,null,null,59.991661723109345,3417,null,3.4169999999997347]
[null,null,null,null,null,59.991662392142203,3418,null,3.4179999999997346]
[null,null,null,null,null,59.991663061152906,3419,null,3.4189999999997345]
[null,null,null,null,null,59.991663730141468,3420,null,3.4199999999997344]
[null,null,null,null,null,59.991664399107876,3421,null,3.4209999999997343]
[null,null,null,null,null,59.991665068052143,3422,null,3.4219999999997341]
[null,null,null,null,null,59.991665736974262,3423,null,3.422999999999734]
[null,null,null,null,null,59.991666405874234,3424,null,3.4239999999997339]
[null,null,null,null,null,59.991667074752066,3425,null,3.4249999999997338]
[null,null,null,null,null,59.991667743607756,3426,null,3.4259999999997337]
[null,null,null,null,null,59.9916684124413,3427,null,3.4269999999997336]
[null,null,null,null,null,59.991669081252702,3428,null,3.4279999999997335]
[null,null,null,null,null,59.991669750041964,3429,null,3.4289999999997334]
[null,null,null,null,null,59.991670418809093,3430,null,3.4299999999997333]
[null,null,null,null,null,59.991671087554074,3431,null,3.4309999999997332]
[null,null,null,null,null,59.991671756276922,3432,null,3.431999999999733]
[null,null,null,null,null,59.991672424977629,3433,null,3.4329999999997329]
[null,null,null,null,null,59.991673093656203,3434,null,3.4339999999997328]
[null,null,null,null,null,59.991673762312644,3435,null,3.4349999999997327]
[null,null,null,null,null,59.991674430946944,3436,null,3.4359999999997326]
[null,null,null,null,null,59.991675099559117,3437,null,3.4369999999997325]
[null,null,null,null,null,59.99167576814915,3438,null,3.4379999999997324]
[null,null,null,null,null,59.99167643671705,3439,null,3.4389999999997323]
[null,null,null,null,null,59.991677105262823,3440,null,3.4399999999997322]
[null,null,null,null,null,59.991677773786463,3441,null,3.4409999999997321]
[null,null,null,null,null,59.991678442287977,3442,null,3.4419999999997319]
[null,null,null,null,null,59.991679110767357,3443,null,3.4429999999997318]
[null,null,null,null,null,59.991679779224611,3444,null,3.4439999999997317]
[null,null,null,null,null,59.991680447659739,3445,null,3.4449999999997316]
[null,null,null,null,null,59.991681116072741,3446,null,3.4459999999997315]
[null,null,null,null,null,59.991681784463616,3447,null,3.4469999999997314]
[null,null,null,null,null,59.991682452832364,3448,null,3.4479999999997313]
[null,null,null,null,null,59.991683121178994,3449,null,3.4489999999997312]
[null,null,null,null,null,59.991683789503497,3450,null,3.4499999999997311]
[null,null,null,null,null,59.991684457805874,3451,null,3.4509999999997309]
[null,null,null,null,null,59.991685126086132,3452,null,3.4519999999997308]
[null,null,null,null,null,59.991685794344271,3453,null,3.4529999999997307]
[null,null,null,null,null,59.99168646258029,3454,null,3.4539999999997306]
[null,null,null,null,null,59.99168713079419,3455,null,3.4549999999997305]
[null,null,null,null,null,59.991687798985971,3456,null,3.4559999999997304]
[null,null,null,null,null,59.991688467155633,3457,null,3.4569999999997303]
[null,null,null,null,null,59.991689135303183,3458,null,3.4579999999997302]
[null,null,null,null,null,59.991689803428613,3459,null,3.4589999999997301]
[null,null,null,null,null,59.991690471531932,3460,null,3.45999999999973]
[null,null,null,null,null,59.991691139613138,3461,null,3.4609999999997298]
[null,null,null,null,null,59.991691807672225,3462,null,3.4619999999997297]
[null,null,null,null,null,59.9916924757092,3463,null,3.4629999999997296]
[null,null,null,null,null,59.991693143724071,3464,null,3.4639999999997295]
[null,null,null,null,null,59.991693811716821,3465,null,3.4649999999997294]
[null,null,null,null,null,59.991694479687467,3466,null,3.4659999999997293]
[null,null,null,null,null,59.991695147636001,3467,null,3.4669999999997292]
[null,null,null,null,null,59.99169581556243,3468,null,3.4679999999997291]
[null,null,null,null,null,59.991696483466754,3469,null,3.468999999999729]
[null,null,null,null,null,59.991697151348966,3470,null,3.4699999999997289]
[null,null,null,null,null,59.991697819209072,3471,null,3.4709999999997287]
[null,null,null,null,null,59.991698487047074,3472,null,3.4719999999997286]
[null,null,null,null,null,59.991699154862971,3473,null,3.4729999999997285]
[null,null,null,null,null,59.99169982265677,3474,null,3.4739999999997284]
[null,null,null,null,null,59.991700490428464,3475,null,3.4749999999997283]
[null,null,null,null,null,59.991701158178053,3476,null,3.4759999999997282]
[null,null,null,null,null,59.991701825905544,3477,null,3.4769999999997281]
[null,null,null,null,null,59.991702493610937,3478,null,3.477999999999728]
[null,null,null,null,null,59.991703161294225,3479,null,3.4789999999997279]
[null,null,null,null,null,59.991703828955423,3480,null,3.4799999999997278]
[null,null,null,null,null,59.991704496594515,3481,null,3.4809999999997276]
[null,null,null,null,null,59.991705164211517,3482,null,3.4819999999997275]
[null,null,null,null,null,59.991705831806421,3483,null,3.4829999999997274]
[null,null,null,null,null,59.991706499379227,3484,null,3.4839999999997273]
[null,null,null,null,null,59.991707166929942,3485,null,3.4849999999997272]
[null,null,null,null,null,59.991707834458559,3486,null,3.4859999999997271]
[null,null,null,null,null,59.991708501965086,3487,null,3.486999999999727]
[null,null,null,null,null,59.991709169449528,3488,null,3.4879999999997269]
[null,null,null,null,null,59.991709836911873,3489,null,3.4889999999997268]
[null,null,null,null,null,59.991710504352127,3490,null,3.4899999999997267]
[null,null,null,null,null,59.991711171770291,3491,null,3.4909999999997265]
[null,null,null,null,null,59.991711839166371,3492,null,3.4919999999997264]
[null,null,null,null,null,59.99171250654036,3493,null,3.4929999999997263]
[null,null,null,null,null,59.991713173892265,3494,null,3.4939999999997262]
[null,null,null,null,null,59.991713841222079,3495,null,3.4949999999997261]
[null,null,null,null,null,59.991714508529817,3496,null,3.495999999999726]
[null,null,null,null,null,59.991715175815465,3497,null,3.4969999999997259]
[null,null,null,null,null,59.991715843079028,3498,null,3.4979999999997258]
[null,null,null,null,null,59.991716510320508,3499,null,3.4989999999997257]
[null,null,null,null,null,59.991717177539911,3500,null,3.4999999999997256]
[null,null,null,null,null,59.991717844737231,3501,null,3.5009999999997254]
[null,null,null,null,null,59.991718511912474,3502,null,3.5019999999997253]
[null,null,null,null,null,59.991719179065633,3503,null,3.5029999999997252]
[null,null,null,null,null,59.991719846196716,3504,null,3.5039999999997251]
[null,null,null,null,null,59.991720513305715,3505,null,3.504999999999725]
[null,null,null,null,null,59.991721180392645,3506,null,3.5059999999997249]
[null,null,null,null,null,59.991721847457498,3507,null,3.5069999999997248]
[null,null,null,null,null,59.991722514500275,3508,null,3.5079999999997247]
[null,null,null,null,null,59.991723181520975,3509,null,3.5089999999997246]
[null,null,null,null,null,59.991723848519605,3510,null,3.5099999999997245]
[null,null,null,null,null,59.991724515496159,3511,null,3.5109999999997243]
[null,null,null,null,null,59.991725182450644,3512,null,3.5119999999997242]
[null,null,null,null,null,59.991725849383059,3513,null,3.5129999999997241]
[null,null,null,null,null,59.991726516293397,3514,null,3.513999999999724]
[null,null,null,null,null,59.991727183181673,3515,null,3.5149999999997239]
[null,null,null,null,null,59.991727850047873,3516,null,3.5159999999997238]
[null,null,null,null,null,59.99172851689201,3517,null,3.5169999999997237]
[null,null,null,null,null,59.991729183714085,3518,null,3.5179999999997236]
[null,null,null,null,null,59.991729850514091,3519,null,3.5189999999997235]
[null,null,null,null,null,59.991730517292027,3520,null,3.5199999999997234]
[null,null,null,null,null,59.9917311840479,3521,null,3.5209999999997232]
[null,null,null,null,null,59.991731850781711,3522,null,3.5219999999997231]
[null,null,null,null,null,59.99173251749346,3523,null,3.522999999999723]
[null,null,null,null,null,59.991733184183147,3524,null,3.5239999999997229]
[null,null,null,null,null,59.991733850850771,3525,null,3.5249999999997228]
[null,null,null,null,null,59.99173451749634,3526,null,3.5259999999997227]
[null,null,null,null,null,59.99173518411984,3527,null,3.5269999999997226]
[null,null,null,null,null,59.991735850721291,3528,null,3.5279999999997225]
[null,null,null,null,null,59.99173651730068,3529,null,3.5289999999997224]
[null,null,null,null,null,59.991737183858007,3530,null,3.5299999999997222]
[null,null,null,null,null,59.991737850393285,3531,null,3.5309999999997221]
[null,null,null,null,null,59.991738516906508,3532,null,3.531999999999722]
[null,null,null,null,null,59.991739183397669,3533,null,3.5329999999997219]
[null,null,null,null,null,59.991739849866782,3534,null,3.5339999999997218]
[null,null,null,null,null,59.991740516313847,3535,null,3.5349999999997217]
[null,null,null,null,null,59.991741182738849,3536,null,3.5359999999997216]
[null,null,null,null,null,59.99174184914181,3537,null,3.5369999999997215]
[null,null,null,null,null,59.991742515522716,3538,null,3.5379999999997214]
[null,null,null,null,null,59.991743181881574,3539,null,3.5389999999997213]
[null,null,null,null,null,59.991743848218377,3540,null,3.5399999999997211]
[null,null,null,null,null,59.991744514533138,3541,null,3.540999999999721]
[null,null,null,null,null,59.991745180825852,3542,null,3.5419999999997209]
[null,null,null,null,null,59.991745847096517,3543,null,3.5429999999997208]
[null,null,null,null,null,59.991746513345142,3544,null,3.5439999999997207]
[null,null,null,null,null,59.991747179571718,3545,null,3.5449999999997206]
[null,null,null,null,null,59.991747845776246,3546,null,3.5459999999997205]
[null,null,null,null,null,59.99174851195874,3547,null,3.5469999999997204]
[null,null,null,null,null,59.991749178119186,3548,null,3.5479999999997203]
[null,null,null,null,null,59.99174984425759,3549,null,3.5489999999997202]
[null,null,null,null,null,59.991750510373961,3550,null,3.54999999999972]
[null,null,null,null,null,59.991751176468284,3551,null,3.5509999999997199]
[null,null,null,null,null,59.991751842540573,3552,null,3.5519999999997198]
[null,null,null,null,null,59.991752508590821,3553,null,3.5529999999997197]
[null,null,null,null,null,59.991753174619035,3554,null,3.5539999999997196]
[null,null,null,null,null,59.991753840625208,3555,null,3.5549999999997195]
[null,null,null,null,null,59.991754506609354,3556,null,3.5559999999997194]
[null,null,null,null,null,59.991755172571459,3557,null,3.5569999999997193]
[null,null,null,null,null,59.99175583851153,3558,null,3.5579999999997192]
[null,null,null,null,null,59.991756504429567,3559,null,3.5589999999997191]
[null,null,null,null,null,59.991757170325577,3560,null,3.5599999999997189]
[null,null,null,null,null,59.991757836199554,3561,null,3.5609999999997188]
[null,null,null,null,null,59.991758502051496,3562,null,3.5619999999997187]
[null,null,null,null,null,59.991759167881412,3563,null,3.5629999999997186]
[null,null,null,null,null,59.991759833689301,3564,null,3.5639999999997185]
[null,null,null,null,null,59.991760499475156,3565,null,3.5649999999997184]
[null,null,null,null,null,59.991761165238991,3566,null,3.5659999999997183]
[null,null,null,null,null,59.991761830980792,3567,null,3.5669999999997182]
[null,null,null,null,null,59.991762496700574,3568,null,3.5679999999997181]
[null,null,null,null,null,59.991763162398328,3569,null,3.568999999999718]
[null,null,null,null,null,59.991763828074056,3570,null,3.5699999999997178]
[null,null,null,null,null,59.991764493727764,3571,null,3.5709999999997177]
[null,null,null,null,null,59.991765159359446,3572,null,3.5719999999997176]
[null,null,null,null,null,59.991765824969107,3573,null,3.5729999999997175]
[null,null,null,null,null,59.991766490556756,3574,null,3.5739999999997174]
[null,null,null,null,null,59.991767156122378,3575,null,3.5749999999997173]
[null,null,null,null,null,59.991767821665981,3576,null,3.5759999999997172]
[null,null,null,null,null,59.991768487187564,3577,null,3.5769999999997171]
[null,null,null,null,null,59.991769152687134,3578,null,3.577999999999717]
[null,null,null,null,null,59.991769818164684,3579,null,3.5789999999997169]
[null,null,null,null,null,59.991770483620222,3580,null,3.5799999999997167]
[null,null,null,null,null,59.99177114905374,3581,null,3.5809999999997166]
[null,null,null,null,null,59.991771814465253,3582,null,3.5819999999997165]
[null,null,null,null,null,59.991772479854745,3583,null,3.5829999999997164]
[null,null,null,null,null,59.991773145222226,3584,null,3.5839999999997163]
[null,null,null,null,null,59.991773810567693,3585,null,3.5849999999997162]
[null,null,null,null,null,59.991774475891155,3586,null,3.5859999999997161]
[null,null,null,null,null,59.991775141192605,3587,null,3.586999999999716]
[null,null,null,null,null,59.991775806472042,3588,null,3.5879999999997159]
[null,null,null,null,null,59.991776471729473,3589,null,3.5889999999997158]
[null,null,null,null,null,59.991777136964899,3590,null,3.5899999999997156]
[null,null,null,null,null,59.991777802178319,3591,null,3.5909999999997155]
[null,null,null,null,null,59.991778467369727,3592,null,3.5919999999997154]
[null,null,null,null,null,59.991779132539136,3593,null,3.5929999999997153]
[null,null,null,null,null,59.99177979768654,3594,null,3.5939999999997152]
[null,null,null,null,null,59.991780462811938,3595,null,3.5949999999997151]
[null,null,null,null,null,59.991781127915338,3596,null,3.595999999999715]
[null,null,null,null,null,59.991781792996733,3597,null,3.5969999999997149]
[null,null,null,null,null,59.991782458056122,3598,null,3.5979999999997148]
[null,null,null,null,null,59.991783123093519,3599,null,3.5989999999997146]
[null,null,null,null,null,59.991783788108911,3600,null,3.5999999999997145]
[null,null,null,null,null,59.991784453102312,3601,null,3.6009999999997144]
[null,null,null,null,null,59.991785118073707,3602,null,3.6019999999997143]
[null,null,null,null,null,59.991785783023111,3603,null,3.6029999999997142]
[null,null,null,null,null,59.991786447950517,3604,null,3.6039999999997141]
[null,null,null,null,null,59.991787112855931,3605,null,3.604999999999714]
[null,null,null,null,null,59.991787777739347,3606,null,3.6059999999997139]
[null,null,null,null,null,59.991788442600772,3607,null,3.6069999999997138]
[null,null,null,null,null,59.991789107440198,3608,null,3.6079999999997137]
[null,null,null,null,null,59.99178977225764,3609,null,3.6089999999997135]
[null,null,null,null,null,59.991790437053091,3610,null,3.6099999999997134]
[null,null,null,null,null,59.991791101826543,3611,null,3.6109999999997133]
[null,null,null,null,null,59.991791766578011,3612,null,3.6119999999997132]
[null,null,null,null,null,59.991792431307495,3613,null,3.6129999999997131]
[null,null,null,null,null,59.991793096014987,3614,null,3.613999999999713]
[null,null,null,null,null,59.991793760700489,3615,null,3.6149999999997129]
[null,null,null,null,null,59.991794425364013,3616,null,3.6159999999997128]
[null,null,null,null,null,59.991795090005546,3617,null,3.6169999999997127]
[null,null,null,null,null,59.991795754625095,3618,null,3.6179999999997126]
[null,null,null,null,null,59.991796419222659,3619,null,3.6189999999997124]
[null,null,null,null,null,59.991797083798247,3620,null,3.6199999999997123]
[null,null,null,null,null,59.991797748351843,3621,null,3.6209999999997122]
[null,null,null,null,null,59.991798412883469,3622,null,3.6219999999997121]
[null,null,null,null,null,59.991799077393104,3623,null,3.622999999999712]
[null,null,null,null,null,59.991799741880769,3624,null,3.6239999999997119]
[null,null,null,null,null,59.991800406346449,3625,null,3.6249999999997118]
[null,null,null,null,null,59.991801070790153,3626,null,3.6259999999997117]
[null,null,null,null,null,59.99180173521188,3627,null,3.6269999999997116]
[null,null,null,null,null,59.991802399611629,3628,null,3.6279999999997115]
[null,null,null,null,null,59.991803063989408,3629,null,3.6289999999997113]
[null,null,null,null,null,59.991803728345211,3630,null,3.6299999999997112]
[null,null,null,null,null,59.991804392679036,3631,null,3.6309999999997111]
[null,null,null,null,null,59.991805056990891,3632,null,3.631999999999711]
[null,null,null,null,null,59.99180572128077,3633,null,3.6329999999997109]
[null,null,null,null,null,59.991806385548685,3634,null,3.6339999999997108]
[null,null,null,null,null,59.991807049794623,3635,null,3.6349999999997107]
[null,null,null,null,null,59.991807714018599,3636,null,3.6359999999997106]
[null,null,null,null,null,59.991808378220597,3637,null,3.6369999999997105]
[null,null,null,null,null,59.991809042400632,3638,null,3.6379999999997104]
[null,null,null,null,null,59.991809706558698,3639,null,3.6389999999997102]
[null,null,null,null,null,59.9918103706948,3640,null,3.6399999999997101]
[null,null,null,null,null,59.991811034808933,3641,null,3.64099999999971]
[null,null,null,null,null,59.99181169890111,3642,null,3.6419999999997099]
[null,null,null,null,null,59.991812362971316,3643,null,3.6429999999997098]
[null,null,null,null,null,59.99181302701956,3644,null,3.6439999999997097]
[null,null,null,null,null,59.991813691045841,3645,null,3.6449999999997096]
[null,null,null,null,null,59.99181435505016,3646,null,3.6459999999997095]
[null,null,null,null,null,59.991815019032522,3647,null,3.6469999999997094]
[null,null,null,null,null,59.991815682992922,3648,null,3.6479999999997093]
[null,null,null,null,null,59.991816346931365,3649,null,3.6489999999997091]
[null,null,null,null,null,59.991817010847846,3650,null,3.649999999999709]
[null,null,null,null,null,59.991817674742371,3651,null,3.6509999999997089]
[null,null,null,null,null,59.991818338614941,3652,null,3.6519999999997088]
[null,null,null,null,null,59.991819002465554,3653,null,3.6529999999997087]
[null,null,null,null,null,59.991819666294212,3654,null,3.6539999999997086]
[null,null,null,null,null,59.991820330100921,3655,null,3.6549999999997085]
[null,null,null,null,null,59.991820993885675,3656,null,3.6559999999997084]
[null,null,null,null,null,59.991821657648472,3657,null,3.6569999999997083]
[null,null,null,null,null,59.991822321389321,3658,null,3.6579999999997082]
[null,null,null,null,null,59.991822985108215,3659,null,3.658999999999708]
[null,null,null,null,null,59.991823648805166,3660,null,3.6599999999997079]
[null,null,null,null,null,59.991824312480162,3661,null,3.6609999999997078]
[null,null,null,null,null,59.991824976133216,3662,null,3.6619999999997077]
[null,null,null,null,null,59.991825639764315,3663,null,3.6629999999997076]
[null,null,null,null,null,59.991826303373472,3664,null,3.6639999999997075]
[null,null,null,null,null,59.991826966960687,3665,null,3.6649999999997074]
[null,null,null,null,null,59.991827630525954,3666,null,3.6659999999997073]
[null,null,null,null,null,59.991828294069272,3667,null,3.6669999999997072]
[null,null,null,null,null,59.991828957590648,3668,null,3.6679999999997071]
[null,null,null,null,null,59.991829621090083,3669,null,3.6689999999997069]
[null,null,null,null,null,59.991830284567584,3670,null,3.6699999999997068]
[null,null,null,null,null,59.991830948023136,3671,null,3.6709999999997067]
[null,null,null,null,null,59.991831611456746,3672,null,3.6719999999997066]
[null,null,null,null,null,59.991832274868422,3673,null,3.6729999999997065]
[null,null,null,null,null,59.991832938258156,3674,null,3.6739999999997064]
[null,null,null,null,null,59.991833601625956,3675,null,3.6749999999997063]
[null,null,null,null,null,59.991834264971821,3676,null,3.6759999999997062]
[null,null,null,null,null,59.991834928295745,3677,null,3.6769999999997061]
[null,null,null,null,null,59.991835591597734,3678,null,3.6779999999997059]
[null,null,null,null,null,59.991836254877789,3679,null,3.6789999999997058]
[null,null,null,null,null,59.991836918135917,3680,null,3.6799999999997057]
[null,null,null,null,null,59.991837581372103,3681,null,3.6809999999997056]
[null,null,null,null,null,59.991838244586361,3682,null,3.6819999999997055]
[null,null,null,null,null,59.991838907778693,3683,null,3.6829999999997054]
[null,null,null,null,null,59.991839570949089,3684,null,3.6839999999997053]
[null,null,null,null,null,59.991840234097559,3685,null,3.6849999999997052]
[null,null,null,null,null,59.991840897224094,3686,null,3.6859999999997051]
[null,null,null,null,null,59.991841560328709,3687,null,3.686999999999705]
[null,null,null,null,null,59.991842223411396,3688,null,3.6879999999997048]
[null,null,null,null,null,59.991842886472156,3689,null,3.6889999999997047]
[null,null,null,null,null,59.991843549510989,3690,null,3.6899999999997046]
[null,null,null,null,null,59.991844212527894,3691,null,3.6909999999997045]
[null,null,null,null,null,59.991844875522879,3692,null,3.6919999999997044]
[null,null,null,null,null,59.991845538495944,3693,null,3.6929999999997043]
[null,null,null,null,null,59.991846201447089,3694,null,3.6939999999997042]
[null,null,null,null,null,59.991846864376306,3695,null,3.6949999999997041]
[null,null,null,null,null,59.991847527283603,3696,null,3.695999999999704]
[null,null,null,null,null,59.991848190168987,3697,null,3.6969999999997039]
[null,null,null,null,null,59.991848853032451,3698,null,3.6979999999997037]
[null,null,null,null,null,59.991849515873994,3699,null,3.6989999999997036]
[null,null,null,null,null,59.991850178693618,3700,null,3.6999999999997035]
[null,null,null,null,null,59.991850841491328,3701,null,3.7009999999997034]
[null,null,null,null,null,59.991851504267125,3702,null,3.7019999999997033]
[null,null,null,null,null,59.991852167021008,3703,null,3.7029999999997032]
[null,null,null,null,null,59.991852829752972,3704,null,3.7039999999997031]
[null,null,null,null,null,59.991853492463029,3705,null,3.704999999999703]
[null,null,null,null,null,59.991854155151167,3706,null,3.7059999999997029]
[null,null,null,null,null,59.991854817817398,3707,null,3.7069999999997028]
[null,null,null,null,null,59.991855480461723,3708,null,3.7079999999997026]
[null,null,null,null,null,59.991856143084128,3709,null,3.7089999999997025]
[null,null,null,null,null,59.991856805684634,3710,null,3.7099999999997024]
[null,null,null,null,null,59.991857468263227,3711,null,3.7109999999997023]
[null,null,null,null,null,59.991858130819914,3712,null,3.7119999999997022]
[null,null,null,null,null,59.991858793354695,3713,null,3.7129999999997021]
[null,null,null,null,null,59.991859455867569,3714,null,3.713999999999702]
[null,null,null,null,null,59.991860118358538,3715,null,3.7149999999997019]
[null,null,null,null,null,59.991860780827608,3716,null,3.7159999999997018]
[null,null,null,null,null,59.991861443274765,3717,null,3.7169999999997017]
[null,null,null,null,null,59.991862105700029,3718,null,3.7179999999997015]
[null,null,null,null,null,59.991862768103388,3719,null,3.7189999999997014]
[null,null,null,null,null,59.991863430484848,3720,null,3.7199999999997013]
[null,null,null,null,null,59.991864092844409,3721,null,3.7209999999997012]
[null,null,null,null,null,59.991864755182064,3722,null,3.7219999999997011]
[null,null,null,null,null,59.991865417497827,3723,null,3.722999999999701]
[null,null,null,null,null,59.991866079791691,3724,null,3.7239999999997009]
[null,null,null,null,null,59.991866742063664,3725,null,3.7249999999997008]
[null,null,null,null,null,59.99186740431373,3726,null,3.7259999999997007]
[null,null,null,null,null,59.991868066541912,3727,null,3.7269999999997006]
[null,null,null,null,null,59.991868728748194,3728,null,3.7279999999997004]
[null,null,null,null,null,59.991869390932585,3729,null,3.7289999999997003]
[null,null,null,null,null,59.991870053095084,3730,null,3.7299999999997002]
[null,null,null,null,null,59.991870715235692,3731,null,3.7309999999997001]
[null,null,null,null,null,59.991871377354407,3732,null,3.7319999999997]
[null,null,null,null,null,59.991872039451231,3733,null,3.7329999999996999]
[null,null,null,null,null,59.991872701526162,3734,null,3.7339999999996998]
[null,null,null,null,null,59.991873363579217,3735,null,3.7349999999996997]
[null,null,null,null,null,59.991874025610372,3736,null,3.7359999999996996]
[null,null,null,null,null,59.991874687619649,3737,null,3.7369999999996995]
[null,null,null,null,null,59.991875349607035,3738,null,3.7379999999996993]
[null,null,null,null,null,59.991876011572536,3739,null,3.7389999999996992]
[null,null,null,null,null,59.99187667351616,3740,null,3.7399999999996991]
[null,null,null,null,null,59.991877335437891,3741,null,3.740999999999699]
[null,null,null,null,null,59.991877997337745,3742,null,3.7419999999996989]
[null,null,null,null,null,59.991878659215715,3743,null,3.7429999999996988]
[null,null,null,null,null,59.991879321071806,3744,null,3.7439999999996987]
[null,null,null,null,null,59.991879982906013,3745,null,3.7449999999996986]
[null,null,null,null,null,59.99188064471835,3746,null,3.7459999999996985]
[null,null,null,null,null,59.991881306508802,3747,null,3.7469999999996983]
[null,null,null,null,null,59.991881968277376,3748,null,3.7479999999996982]
[null,null,null,null,null,59.991882630024072,3749,null,3.7489999999996981]
[null,null,null,null,null,59.991883291748891,3750,null,3.749999999999698]
[null,null,null,null,null,59.99188395345184,3751,null,3.7509999999996979]
[null,null,null,null,null,59.991884615132911,3752,null,3.7519999999996978]
[null,null,null,null,null,59.991885276792111,3753,null,3.7529999999996977]
[null,null,null,null,null,59.991885938429434,3754,null,3.7539999999996976]
[null,null,null,null,null,59.991886600044886,3755,null,3.7549999999996975]
[null,null,null,null,null,59.991887261638475,3756,null,3.7559999999996974]
[null,null,null,null,null,59.991887923210186,3757,null,3.7569999999996972]
[null,null,null,null,null,59.991888584760027,3758,null,3.7579999999996971]
[null,null,null,null,null,59.991889246288004,3759,null,3.758999999999697]
[null,null,null,null,null,59.991889907794111,3760,null,3.7599999999996969]
[null,null,null,null,null,59.991890569278347,3761,null,3.7609999999996968]
[null,null,null,null,null,59.99189123074072,3762,null,3.7619999999996967]
[null,null,null,null,null,59.991891892181229,3763,null,3.7629999999996966]
[null,null,null,null,null,59.991892553599868,3764,null,3.7639999999996965]
[null,null,null,null,null,59.991893214996651,3765,null,3.7649999999996964]
[null,null,null,null,null,59.991893876371563,3766,null,3.7659999999996963]
[null,null,null,null,null,59.991894537724619,3767,null,3.7669999999996961]
[null,null,null,null,null,59.991895199055811,3768,null,3.767999999999696]
[null,null,null,null,null,59.991895860365148,3769,null,3.7689999999996959]
[null,null,null,null,null,59.99189652165262,3770,null,3.7699999999996958]
[null,null,null,null,null,59.99189718291823,3771,null,3.7709999999996957]
[null,null,null,null,null,59.99189784416199,3772,null,3.7719999999996956]
[null,null,null,null,null,59.991898505383887,3773,null,3.7729999999996955]
[null,null,null,null,null,59.991899166583927,3774,null,3.7739999999996954]
[null,null,null,null,null,59.991899827762118,3775,null,3.7749999999996953]
[null,null,null,null,null,59.991900488918446,3776,null,3.7759999999996952]
[null,null,null,null,null,59.991901150052925,3777,null,3.776999999999695]
[null,null,null,null,null,59.991901811165555,3778,null,3.7779999999996949]
[null,null,null,null,null,59.991902472256328,3779,null,3.7789999999996948]
[null,null,null,null,null,59.991903133325245,3780,null,3.7799999999996947]
[null,null,null,null,null,59.99190379437232,3781,null,3.7809999999996946]
[null,null,null,null,null,59.991904455397538,3782,null,3.7819999999996945]
[null,null,null,null,null,59.991905116400908,3783,null,3.7829999999996944]
[null,null,null,null,null,59.991905777382435,3784,null,3.7839999999996943]
[null,null,null,null,null,59.991906438342106,3785,null,3.7849999999996942]
[null,null,null,null,null,59.991907099279935,3786,null,3.7859999999996941]
[null,null,null,null,null,59.991907760195922,3787,null,3.7869999999996939]
[null,null,null,null,null,59.991908421090059,3788,null,3.7879999999996938]
[null,null,null,null,null,59.991909081962355,3789,null,3.7889999999996937]
[null,null,null,null,null,59.991909742812808,3790,null,3.7899999999996936]
[null,null,null,null,null,59.991910403641413,3791,null,3.7909999999996935]
[null,null,null,null,null,59.991911064448182,3792,null,3.7919999999996934]
[null,null,null,null,null,59.991911725233109,3793,null,3.7929999999996933]
[null,null,null,null,null,59.991912385996194,3794,null,3.7939999999996932]
[null,null,null,null,null,59.991913046737444,3795,null,3.7949999999996931]
[null,null,null,null,null,59.991913707456852,3796,null,3.795999999999693]
[null,null,null,null,null,59.991914368154426,3797,null,3.7969999999996928]
[null,null,null,null,null,59.991915028830157,3798,null,3.7979999999996927]
[null,null,null,null,null,59.991915689484053,3799,null,3.7989999999996926]
[null,null,null,null,null,59.991916350116121,3800,null,3.7999999999996925]
[null,null,null,null,null,59.991917010726347,3801,null,3.8009999999996924]
[null,null,null,null,null,59.991917671314745,3802,null,3.8019999999996923]
[null,null,null,null,null,59.991918331881308,3803,null,3.8029999999996922]
[null,null,null,null,null,59.991918992426037,3804,null,3.8039999999996921]
[null,null,null,null,null,59.991919652948937,3805,null,3.804999999999692]
[null,null,null,null,null,59.991920313450009,3806,null,3.8059999999996919]
[null,null,null,null,null,59.991920973929247,3807,null,3.8069999999996917]
[null,null,null,null,null,59.991921634386657,3808,null,3.8079999999996916]
[null,null,null,null,null,59.991922294822245,3809,null,3.8089999999996915]
[null,null,null,null,null,59.991922955235999,3810,null,3.8099999999996914]
[null,null,null,null,null,59.991923615627933,3811,null,3.8109999999996913]
[null,null,null,null,null,59.991924275998038,3812,null,3.8119999999996912]
[null,null,null,null,null,59.991924936346315,3813,null,3.8129999999996911]
[null,null,null,null,null,59.991925596672772,3814,null,3.813999999999691]
[null,null,null,null,null,59.991926256977408,3815,null,3.8149999999996909]
[null,null,null,null,null,59.991926917260223,3816,null,3.8159999999996908]
[null,null,null,null,null,59.99192757752121,3817,null,3.8169999999996906]
[null,null,null,null,null,59.991928237760384,3818,null,3.8179999999996905]
[null,null,null,null,null,59.991928897977736,3819,null,3.8189999999996904]
[null,null,null,null,null,59.991929558173268,3820,null,3.8199999999996903]
[null,null,null,null,null,59.99193021834698,3821,null,3.8209999999996902]
[null,null,null,null,null,59.991930878498877,3822,null,3.8219999999996901]
[null,null,null,null,null,59.991931538628961,3823,null,3.82299999999969]
[null,null,null,null,null,59.991932198737224,3824,null,3.8239999999996899]
[null,null,null,null,null,59.991932858823674,3825,null,3.8249999999996898]
[null,null,null,null,null,59.99193351888831,3826,null,3.8259999999996896]
[null,null,null,null,null,59.991934178931132,3827,null,3.8269999999996895]
[null,null,null,null,null,59.991934838952147,3828,null,3.8279999999996894]
[null,null,null,null,null,59.991935498951342,3829,null,3.8289999999996893]
[null,null,null,null,null,59.991936158928738,3830,null,3.8299999999996892]
[null,null,null,null,null,59.991936818884312,3831,null,3.8309999999996891]
[null,null,null,null,null,59.991937478818087,3832,null,3.831999999999689]
[null,null,null,null,null,59.991938138730049,3833,null,3.8329999999996889]
[null,null,null,null,null,59.991938798620204,3834,null,3.8339999999996888]
[null,null,null,null,null,59.991939458488552,3835,null,3.8349999999996887]
[null,null,null,null,null,59.991940118335094,3836,null,3.8359999999996885]
[null,null,null,null,null,59.99194077815983,3837,null,3.8369999999996884]
[null,null,null,null,null,59.991941437962765,3838,null,3.8379999999996883]
[null,null,null,null,null,59.991942097743895,3839,null,3.8389999999996882]
[null,null,null,null,null,59.991942757503224,3840,null,3.8399999999996881]
[null,null,null,null,null,59.991943417240748,3841,null,3.840999999999688]
[null,null,null,null,null,59.991944076956472,3842,null,3.8419999999996879]
[null,null,null,null,null,59.991944736650396,3843,null,3.8429999999996878]
[null,null,null,null,null,59.991945396322528,3844,null,3.8439999999996877]
[null,null,null,null,null,59.991946055972853,3845,null,3.8449999999996876]
[null,null,null,null,null,59.991946715601387,3846,null,3.8459999999996874]
[null,null,null,null,null,59.991947375208113,3847,null,3.8469999999996873]
[null,null,null,null,null,59.991948034793054,3848,null,3.8479999999996872]
[null,null,null,null,null,59.991948694356196,3849,null,3.8489999999996871]
[null,null,null,null,null,59.991949353897546,3850,null,3.849999999999687]
[null,null,null,null,null,59.991950013417096,3851,null,3.8509999999996869]
[null,null,null,null,null,59.991950672914861,3852,null,3.8519999999996868]
[null,null,null,null,null,59.991951332390833,3853,null,3.8529999999996867]
[null,null,null,null,null,59.991951991845006,3854,null,3.8539999999996866]
[null,null,null,null,null,59.991952651277401,3855,null,3.8549999999996865]
[null,null,null,null,null,59.991953310687997,3856,null,3.8559999999996863]
[null,null,null,null,null,59.991953970076807,3857,null,3.8569999999996862]
[null,null,null,null,null,59.991954629443832,3858,null,3.8579999999996861]
[null,null,null,null,null,59.991955288789065,3859,null,3.858999999999686]
[null,null,null,null,null,59.991955948112519,3860,null,3.8599999999996859]
[null,null,null,null,null,59.991956607414181,3861,null,3.8609999999996858]
[null,null,null,null,null,59.991957266694058,3862,null,3.8619999999996857]
[null,null,null,null,null,59.991957925952157,3863,null,3.8629999999996856]
[null,null,null,null,null,59.99195858518847,3864,null,3.8639999999996855]
[null,null,null,null,null,59.991959244402999,3865,null,3.8649999999996854]
[null,null,null,null,null,59.991959903595749,3866,null,3.8659999999996852]
[null,null,null,null,null,59.991960562766721,3867,null,3.8669999999996851]
[null,null,null,null,null,59.991961221915908,3868,null,3.867999999999685]
[null,null,null,null,null,59.991961881043324,3869,null,3.8689999999996849]
[null,null,null,null,null,59.991962540148954,3870,null,3.8699999999996848]
[null,null,null,null,null,59.991963199232814,3871,null,3.8709999999996847]
[null,null,null,null,null,59.991963858294888,3872,null,3.8719999999996846]
[null,null,null,null,null,59.991964517335191,3873,null,3.8729999999996845]
[null,null,null,null,null,59.991965176353723,3874,null,3.8739999999996844]
[null,null,null,null,null,59.991965835350477,3875,null,3.8749999999996843]
[null,null,null,null,null,59.99196649432546,3876,null,3.8759999999996841]
[null,null,null,null,null,59.991967153278672,3877,null,3.876999999999684]
[null,null,null,null,null,59.991967812210106,3878,null,3.8779999999996839]
[null,null,null,null,null,59.991968471119776,3879,null,3.8789999999996838]
[null,null,null,null,null,59.991969130007675,3880,null,3.8799999999996837]
[null,null,null,null,null,59.991969788873803,3881,null,3.8809999999996836]
[null,null,null,null,null,59.991970447718167,3882,null,3.8819999999996835]
[null,null,null,null,null,59.99197110654076,3883,null,3.8829999999996834]
[null,null,null,null,null,59.991971765341582,3884,null,3.8839999999996833]
[null,null,null,null,null,59.991972424120647,3885,null,3.8849999999996832]
[null,null,null,null,null,59.991973082877941,3886,null,3.885999999999683]
[null,null,null,null,null,59.991973741613471,3887,null,3.8869999999996829]
[null,null,null,null,null,59.991974400327237,3888,null,3.8879999999996828]
[null,null,null,null,null,59.991975059019246,3889,null,3.8889999999996827]
[null,null,null,null,null,59.991975717689492,3890,null,3.8899999999996826]
[null,null,null,null,null,59.991976376337973,3891,null,3.8909999999996825]
[null,null,null,null,null,59.991977034964698,3892,null,3.8919999999996824]
[null,null,null,null,null,59.991977693569659,3893,null,3.8929999999996823]
[null,null,null,null,null,59.991978352152863,3894,null,3.8939999999996822]
[null,null,null,null,null,59.99197901071431,3895,null,3.894999999999682]
[null,null,null,null,null,59.991979669254,3896,null,3.8959999999996819]
[null,null,null,null,null,59.991980327771934,3897,null,3.8969999999996818]
[null,null,null,null,null,59.991980986268118,3898,null,3.8979999999996817]
[null,null,null,null,null,59.991981644742545,3899,null,3.8989999999996816]
[null,null,null,null,null,59.991982303195215,3900,null,3.8999999999996815]
[null,null,null,null,null,59.991982961626135,3901,null,3.9009999999996814]
[null,null,null,null,null,59.991983620035299,3902,null,3.9019999999996813]
[null,null,null,null,null,59.991984278422713,3903,null,3.9029999999996812]
[null,null,null,null,null,59.991984936788377,3904,null,3.9039999999996811]
[null,null,null,null,null,59.991985595132299,3905,null,3.9049999999996809]
[null,null,null,null,null,59.991986253454463,3906,null,3.9059999999996808]
[null,null,null,null,null,59.991986911754886,3907,null,3.9069999999996807]
[null,null,null,null,null,59.991987570033558,3908,null,3.9079999999996806]
[null,null,null,null,null,59.991988228290481,3909,null,3.9089999999996805]
[null,null,null,null,null,59.991988886525661,3910,null,3.9099999999996804]
[null,null,null,null,null,59.991989544739099,3911,null,3.9109999999996803]
[null,null,null,null,null,59.991990202930786,3912,null,3.9119999999996802]
[null,null,null,null,null,59.991990861100739,3913,null,3.9129999999996801]
[null,null,null,null,null,59.991991519248948,3914,null,3.91399999999968]
[null,null,null,null,null,59.991992177375408,3915,null,3.9149999999996798]
[null,null,null,null,null,59.99199283548014,3916,null,3.9159999999996797]
[null,null,null,null,null,59.991993493563122,3917,null,3.9169999999996796]
[null,null,null,null,null,59.991994151624368,3918,null,3.9179999999996795]
[null,null,null,null,null,59.991994809663879,3919,null,3.9189999999996794]
[null,null,null,null,null,59.991995467681647,3920,null,3.9199999999996793]
[null,null,null,null,null,59.99199612567768,3921,null,3.9209999999996792]
[null,null,null,null,null,59.991996783651977,3922,null,3.9219999999996791]
[null,null,null,null,null,59.991997441604546,3923,null,3.922999999999679]
[null,null,null,null,null,59.991998099535373,3924,null,3.9239999999996789]
[null,null,null,null,null,59.99199875744447,3925,null,3.9249999999996787]
[null,null,null,null,null,59.991999415331833,3926,null,3.9259999999996786]
[null,null,null,null,null,59.992000073197467,3927,null,3.9269999999996785]

{"sheet":"CalculateM","index":9,"n_rows":15,"n_cols":5,"rows_kept":15,"cut":false,"hidden":false,"merged":[[7,2,7,4],[5,2,5,4],[5,6,5,8]]}
[]
[null,null,"Δt = ",2,"s"]
[null,null,"Δf =",-0.11899999999999999,"Hz"]
[]
[null,null,"∆f0' = ",{"$f":"(D3/60)/(D2)","v":-9.9166666666666652E-4},"Hz/s"]
[]
[]
[]
[]
[]
[]
[null,null,"∆P","∆f0'","M = ∆P/∆f0'"]
[null,null,"(pu)","(pu)","(pu)"]
[null,null,"DeltaP (pu)","SlopeAt t=0","M"]
[null,null,{"$f":"CalculateD!N8","v":-9.8397258626908742E-3},{"$f":"D5","v":-9.9166666666666652E-4},{"$f":"C15/D15","v":9.9224126346462604}]

{"sheet":"Sand Box","index":10,"n_rows":17,"n_cols":5,"rows_kept":17,"cut":false,"hidden":false,"merged":[[13,0,13,1],[14,0,14,1],[15,0,15,1],[16,0,16,1]]}
[]
[]
[]
["From Swedesh report",null,null,"Mw","Pu"]
[null,"base wind generation ",null,1010,1]
[null,"max supply",null,80,{"$f":"D6/D5","v":7.9207920792079209E-2}]
[null,"Max consume",null,67,{"$f":"D7/D5","v":6.633663366336634E-2}]
[]
[]
[]
["Paper Study Base Case"]
[]
[null,"Load",29372]
["Wind penetration",null,0.2]
["wind capacity",null,{"$f":"C13*C14","v":5874.4000000000005}]
["Max Supply",null,{"$f":"E6*C15","v":465.29900990099014}]
["Max consume",null,{"$f":"E7*C15","v":389.68792079207924}]